## inputs
Explanation | Constants
cells require input data from the user | e / C | kB / J mol-1 K-1 | ε0 / F m-1 | n0 / m-3 | unified atomic mass / kg | π
| 1.6022e-19 | 1.3806e-23 | 8.8542e-12 | 2.6868e+25 | 1.6605e-27 | 3.1416
no input required, values will be calculated | elementary charge in coulombs | Boltzmann constant | vacuum permittivity in farads per meter | Loschmidt constant at 273.15 K and 101 325 Pa | unified atomic mass in kilograms
physical and mathematical constants, do not require modification
Instrument parameters and settings
| Ldrift cell / m | Lexit funnel / m | p / mbar | T / K | n / m-3 | tinjection |  | Cinjection | CCoulomb | θ | Vexit funnel / volt
Output values will be calculated | [5 empty] | in µs | in s
| 1 | 0.15 | 6 | 300 | 1.4678e+23 | 250 | 0.00025 | 12 | 0.33333 | 1 | 150
Explanation of the respective cell's content | length of the drift cell in meters | length of the exit funnel in meters | pressure inside the drift region in millibars | temperature of the buffer gas in kelvin | buffer gas number density | injection pulse-length in microseconds | injection pulse-length in seconds | for rectangular injection profile 12; for Gaussian 16; see Table 1 in Section 3.4 | for continuous uniform ion distribution 1/3; see Section S3.3 | correction factor for electric field inhomogeneities; in ideal case 1 | voltage in the exit funnel in volts
Ion and buffer gas characteristics
| Ω (collision cross section) |  | m/z | z | Q / in units of e | mbuffer gas |  | µ (reduced mass) |  | Transport properties
| in Å2 | in m2 |  |  |  | in Da | in kg | in Da | in kg | K0 (m2 V-1 s-1) | K (m2 V-1 s-1) | D (m2 s-1)
| 100 | 1e-18 | 300 | 1 | 100000 | 4.0026 | 6.6465e-27 | 3.9499 | 6.559e-27 | 0.00053771 | 0.098428 | 0.0025446
| collision cross section of the ion in the given buffer gas in Å2 | collision cross section of the ion in the given buffer gas in m2 | mass-to-charge ratio of the ion | charge state of the ion | total charge of the ion cloud in units of elementary charge | mass of the buffer gas particles in daltons | mass of the buffer gas particles in kilograms | reduced mass of the collision complex in daltons | reduced mass of the collision complex in kilograms | reduced ion mobility | ion mobility | diffusion coefficient
Integrated terms
| A (Post-cell) | B (Injection) | C (Coulomb) | D (Diffusion)
| 1.3133e-11 | 5.0459e-11 | 0.0019048 | 0.051704
the integrated terms in equations 34-37 in Section 4.1

## output
the integrated terms in equations 34-37 in Section 4.1 |  |  |  | drift voltage in volts (voltage between the two end of the drift tube, does not involve the funnel voltage) | ratio of zone velocities in the drift cell and in the exit funnel; see equations 35-37 | contribution of post-cell dispersion to HETP / in meters | contribution of the injection pulse-width to HETP / in meters | contribution of Coulomb repulsion to HETP / in meters | contribution of longitudinal diffusion to HETP / in meters | apparent effective plate height / in meters | apparent effective plate height / µm | number of theoretical plates | resolving power
Integrated terms |  |  |  | Vdrift / volts | vcell/vfunnel | HETP |  |  |  |  | HETPapp / µm | Napp | Rp;app
A (Post-cell) | B (Injection) | C (Coulomb) | D (Diffusion) |  |  | Post-cell | Injection | Coulomb | Diffusion | SUM
1.3133e-11 | 5.0459e-11 | 0.0019048 | 0.051704 | 1 | 0.001 | 1.5099e-11 | 5.801e-11 | 0.0021899 | 0.059442 | 0.061632 | 61631.6862 | 18.6592 | 1.8344
|  |  |  | 2 | 0.002 | 6.0376e-11 | 2.3197e-10 | 0.0013791 | 0.029712 | 0.031091 | 31091.1199 | 36.9881 | 2.5827
|  |  |  | 3 | 0.003 | 1.3581e-10 | 5.2178e-10 | 0.0010522 | 0.019802 | 0.020854 | 20854.214 | 55.1447 | 3.1535
|  |  |  | 4 | 0.004 | 2.4136e-10 | 9.2733e-10 | 0.00086829 | 0.014847 | 0.015715 | 15715.3682 | 73.1768 | 3.6327
|  |  |  | 5 | 0.005 | 3.7701e-10 | 1.4485e-09 | 0.00074804 | 0.011874 | 0.012622 | 12622.1484 | 91.1097 | 4.0534
|  |  |  | 6 | 0.006 | 5.4274e-10 | 2.0852e-09 | 0.00066223 | 0.0098921 | 0.010554 | 10554.3534 | 108.9598 | 4.4328
|  |  |  | 7 | 0.007 | 7.385e-10 | 2.8374e-09 | 0.00059738 | 0.0084764 | 0.0090738 | 9073.7991 | 126.7385 | 4.7808
|  |  |  | 8 | 0.008 | 9.6429e-10 | 3.7049e-09 | 0.00054633 | 0.0074146 | 0.007961 | 7960.9812 | 144.4546 | 5.104
|  |  |  | 9 | 0.009 | 1.2201e-09 | 4.6876e-09 | 0.00050492 | 0.0065888 | 0.0070937 | 7093.7492 | 162.1146 | 5.407
|  |  |  | 10 | 0.01 | 1.5058e-09 | 5.7854e-09 | 0.00047053 | 0.0059282 | 0.0063987 | 6398.7024 | 179.7239 | 5.6931
|  |  |  | 11 | 0.011 | 1.8215e-09 | 6.9982e-09 | 0.00044143 | 0.0053876 | 0.0058291 | 5829.0662 | 197.2872 | 5.9647
|  |  |  | 12 | 0.012 | 2.167e-09 | 8.326e-09 | 0.00041643 | 0.0049372 | 0.0053536 | 5353.6177 | 214.808 | 6.224
|  |  |  | 13 | 0.013 | 2.5425e-09 | 9.7685e-09 | 0.00039467 | 0.004556 | 0.0049507 | 4950.715 | 232.2897 | 6.4723
|  |  |  | 14 | 0.014 | 2.9478e-09 | 1.1326e-08 | 0.00037554 | 0.0042293 | 0.0046049 | 4604.8823 | 249.7349 | 6.7109
|  |  |  | 15 | 0.015 | 3.383e-09 | 1.2998e-08 | 0.00035855 | 0.0039462 | 0.0043048 | 4304.7585 | 267.1462 | 6.9409
|  |  |  | 16 | 0.016 | 3.8479e-09 | 1.4784e-08 | 0.00034334 | 0.0036985 | 0.0040418 | 4041.814 | 284.5257 | 7.1631
|  |  |  | 17 | 0.017 | 4.3426e-09 | 1.6685e-08 | 0.00032965 | 0.0034799 | 0.0038095 | 3809.5202 | 301.8753 | 7.3783
|  |  |  | 18 | 0.018 | 4.8671e-09 | 1.87e-08 | 0.00031723 | 0.0032855 | 0.0036028 | 3602.7944 | 319.1967 | 7.587
|  |  |  | 19 | 0.019 | 5.4213e-09 | 2.0829e-08 | 0.0003059 | 0.0031117 | 0.0034176 | 3417.6203 | 336.4914 | 7.7899
|  |  |  | 20 | 0.02 | 6.0052e-09 | 2.3072e-08 | 0.00029553 | 0.0029552 | 0.0032508 | 3250.7824 | 353.761 | 7.9872
|  |  |  | 21 | 0.021 | 6.6187e-09 | 2.543e-08 | 0.00028599 | 0.0028137 | 0.0030997 | 3099.6753 | 371.0066 | 8.1796
|  |  |  | 22 | 0.022 | 7.2619e-09 | 2.7901e-08 | 0.00027717 | 0.002685 | 0.0029622 | 2962.1657 | 388.2295 | 8.3673
|  |  |  | 23 | 0.023 | 7.9347e-09 | 3.0486e-08 | 0.000269 | 0.0025675 | 0.0028365 | 2836.4901 | 405.4306 | 8.5507
|  |  |  | 24 | 0.024 | 8.6371e-09 | 3.3184e-08 | 0.00026139 | 0.0024597 | 0.0027212 | 2721.1776 | 422.6111 | 8.73
|  |  |  | 25 | 0.025 | 9.3691e-09 | 3.5997e-08 | 0.0002543 | 0.0023606 | 0.002615 | 2614.992 | 439.7719 | 8.9055
|  |  |  | 26 | 0.026 | 1.0131e-08 | 3.8922e-08 | 0.00024766 | 0.0022692 | 0.0025169 | 2516.8862 | 456.9138 | 9.0774
|  |  |  | 27 | 0.027 | 1.0922e-08 | 4.1961e-08 | 0.00024144 | 0.0021845 | 0.002426 | 2425.9681 | 474.0376 | 9.2459
|  |  |  | 28 | 0.028 | 1.1742e-08 | 4.5114e-08 | 0.00023558 | 0.0021058 | 0.0023415 | 2341.4721 | 491.144 | 9.4112
|  |  |  | 29 | 0.029 | 1.2592e-08 | 4.8379e-08 | 0.00023007 | 0.0020326 | 0.0022627 | 2262.738 | 508.2338 | 9.5736
|  |  |  | 30 | 0.03 | 1.3471e-08 | 5.1758e-08 | 0.00022486 | 0.0019643 | 0.0021892 | 2189.1932 | 525.3077 | 9.7331
|  |  |  | 31 | 0.031 | 1.438e-08 | 5.5249e-08 | 0.00021993 | 0.0019003 | 0.0021203 | 2120.3387 | 542.3662 | 9.8898
|  |  |  | 32 | 0.032 | 1.5318e-08 | 5.8854e-08 | 0.00021526 | 0.0018404 | 0.0020557 | 2055.7377 | 559.4099 | 10.044
|  |  |  | 33 | 0.033 | 1.6286e-08 | 6.2571e-08 | 0.00021083 | 0.0017841 | 0.001995 | 1995.006 | 576.4394 | 10.1957
|  |  |  | 34 | 0.034 | 1.7283e-08 | 6.6401e-08 | 0.00020661 | 0.0017311 | 0.0019378 | 1937.8044 | 593.4551 | 10.3451
|  |  |  | 35 | 0.035 | 1.8309e-08 | 7.0343e-08 | 0.0002026 | 0.0016811 | 0.0018838 | 1883.8324 | 610.4577 | 10.4923
|  |  |  | 36 | 0.036 | 1.9364e-08 | 7.4398e-08 | 0.00019877 | 0.001634 | 0.0018328 | 1832.8226 | 627.4475 | 10.6373
|  |  |  | 37 | 0.037 | 2.0449e-08 | 7.8565e-08 | 0.00019511 | 0.0015893 | 0.0017845 | 1784.5365 | 644.425 | 10.7802
|  |  |  | 38 | 0.038 | 2.1562e-08 | 8.2844e-08 | 0.00019162 | 0.001547 | 0.0017388 | 1738.7606 | 661.3907 | 10.9212
|  |  |  | 39 | 0.039 | 2.2706e-08 | 8.7236e-08 | 0.00018827 | 0.0015069 | 0.0016953 | 1695.3031 | 678.3448 | 11.0603
|  |  |  | 40 | 0.04 | 2.3878e-08 | 9.174e-08 | 0.00018506 | 0.0014688 | 0.001654 | 1653.9913 | 695.2878 | 11.1976
|  |  |  | 41 | 0.041 | 2.5079e-08 | 9.6355e-08 | 0.00018199 | 0.0014326 | 0.0016147 | 1614.6694 | 712.2201 | 11.3331
|  |  |  | 42 | 0.042 | 2.6309e-08 | 1.0108e-07 | 0.00017903 | 0.001398 | 0.0015772 | 1577.1962 | 729.142 | 11.467
|  |  |  | 43 | 0.043 | 2.7569e-08 | 1.0592e-07 | 0.0001762 | 0.0013651 | 0.0015414 | 1541.4438 | 746.0538 | 11.5992
|  |  |  | 44 | 0.044 | 2.8858e-08 | 1.1087e-07 | 0.00017346 | 0.0013337 | 0.0015073 | 1507.2956 | 762.9559 | 11.7298
|  |  |  | 45 | 0.045 | 3.0175e-08 | 1.1594e-07 | 0.00017083 | 0.0013037 | 0.0014746 | 1474.6454 | 779.8485 | 11.859
|  |  |  | 46 | 0.046 | 3.1522e-08 | 1.2111e-07 | 0.0001683 | 0.0012749 | 0.0014434 | 1443.3964 | 796.732 | 11.9867
|  |  |  | 47 | 0.047 | 3.2897e-08 | 1.2639e-07 | 0.00016585 | 0.0012474 | 0.0014135 | 1413.4597 | 813.6065 | 12.1129
|  |  |  | 48 | 0.048 | 3.4302e-08 | 1.3179e-07 | 0.00016349 | 0.0012211 | 0.0013848 | 1384.7539 | 830.4725 | 12.2378
|  |  |  | 49 | 0.049 | 3.5735e-08 | 1.373e-07 | 0.00016121 | 0.0011958 | 0.0013572 | 1357.2043 | 847.3301 | 12.3614
|  |  |  | 50 | 0.05 | 3.7198e-08 | 1.4292e-07 | 0.00015901 | 0.0011716 | 0.0013307 | 1330.742 | 864.1796 | 12.4837
|  |  |  | 51 | 0.051 | 3.8689e-08 | 1.4865e-07 | 0.00015688 | 0.0011482 | 0.0013053 | 1305.3035 | 881.0212 | 12.6048
|  |  |  | 52 | 0.052 | 4.0209e-08 | 1.5449e-07 | 0.00015481 | 0.0011258 | 0.0012808 | 1280.8303 | 897.8551 | 12.7246
|  |  |  | 53 | 0.053 | 4.1758e-08 | 1.6044e-07 | 0.00015281 | 0.0011043 | 0.0012573 | 1257.2681 | 914.6816 | 12.8433
|  |  |  | 54 | 0.054 | 4.3336e-08 | 1.665e-07 | 0.00015088 | 0.0010835 | 0.0012346 | 1234.5668 | 931.5008 | 12.9609
|  |  |  | 55 | 0.055 | 4.4943e-08 | 1.7267e-07 | 0.000149 | 0.0010635 | 0.0012127 | 1212.6797 | 948.3131 | 13.0773
|  |  |  | 56 | 0.056 | 4.6578e-08 | 1.7895e-07 | 0.00014718 | 0.0010442 | 0.0011916 | 1191.5636 | 965.1185 | 13.1927
|  |  |  | 57 | 0.057 | 4.8242e-08 | 1.8535e-07 | 0.00014541 | 0.0010255 | 0.0011712 | 1171.1782 | 981.9172 | 13.307
|  |  |  | 58 | 0.058 | 4.9934e-08 | 1.9185e-07 | 0.00014369 | 0.0010076 | 0.0011515 | 1151.486 | 998.7095 | 13.4203
|  |  |  | 59 | 0.059 | 5.1656e-08 | 1.9847e-07 | 0.00014202 | 0.00099019 | 0.0011325 | 1132.4521 | 1015.4955 | 13.5326
|  |  |  | 60 | 0.06 | 5.3406e-08 | 2.0519e-07 | 0.00014039 | 0.00097339 | 0.001114 | 1114.0439 | 1032.2753 | 13.6439
|  |  |  | 61 | 0.061 | 5.5184e-08 | 2.1202e-07 | 0.00013881 | 0.00095715 | 0.0010962 | 1096.2308 | 1049.0491 | 13.7544
|  |  |  | 62 | 0.062 | 5.6992e-08 | 2.1897e-07 | 0.00013727 | 0.00094143 | 0.001079 | 1078.9843 | 1065.8172 | 13.8638
|  |  |  | 63 | 0.063 | 5.8827e-08 | 2.2602e-07 | 0.00013578 | 0.00092621 | 0.0010623 | 1062.2776 | 1082.5796 | 13.9724
|  |  |  | 64 | 0.064 | 6.0692e-08 | 2.3318e-07 | 0.00013432 | 0.00091147 | 0.0010461 | 1046.0856 | 1099.3364 | 14.0802
|  |  |  | 65 | 0.065 | 6.2585e-08 | 2.4045e-07 | 0.0001329 | 0.00089718 | 0.0010304 | 1030.3848 | 1116.0878 | 14.187
|  |  |  | 66 | 0.066 | 6.4506e-08 | 2.4784e-07 | 0.00013151 | 0.00088333 | 0.0010152 | 1015.1531 | 1132.834 | 14.2931
|  |  |  | 67 | 0.067 | 6.6456e-08 | 2.5533e-07 | 0.00013016 | 0.00086988 | 0.0010004 | 1000.3696 | 1149.5751 | 14.3983
|  |  |  | 68 | 0.068 | 6.8434e-08 | 2.6293e-07 | 0.00012885 | 0.00085684 | 0.00098601 | 986.0147 | 1166.3112 | 14.5027
|  |  |  | 69 | 0.069 | 7.0441e-08 | 2.7064e-07 | 0.00012756 | 0.00084417 | 0.00097207 | 972.07 | 1183.0424 | 14.6064
|  |  |  | 70 | 0.07 | 7.2476e-08 | 2.7846e-07 | 0.00012631 | 0.00083186 | 0.00095852 | 958.518 | 1199.7688 | 14.7093
|  |  |  | 71 | 0.071 | 7.4539e-08 | 2.8638e-07 | 0.00012508 | 0.0008199 | 0.00094534 | 945.3423 | 1216.4906 | 14.8114
|  |  |  | 72 | 0.072 | 7.6631e-08 | 2.9442e-07 | 0.00012388 | 0.00080827 | 0.00093253 | 932.5273 | 1233.2078 | 14.9128
|  |  |  | 73 | 0.073 | 7.8751e-08 | 3.0257e-07 | 0.00012271 | 0.00079697 | 0.00092006 | 920.0584 | 1249.9206 | 15.0136
|  |  |  | 74 | 0.074 | 8.0899e-08 | 3.1082e-07 | 0.00012157 | 0.00078596 | 0.00090792 | 907.9217 | 1266.6291 | 15.1136
|  |  |  | 75 | 0.075 | 8.3076e-08 | 3.1918e-07 | 0.00012045 | 0.00077525 | 0.0008961 | 896.1039 | 1283.3333 | 15.2129
|  |  |  | 76 | 0.076 | 8.528e-08 | 3.2765e-07 | 0.00011935 | 0.00076483 | 0.00088459 | 884.5927 | 1300.0334 | 15.3116
|  |  |  | 77 | 0.077 | 8.7513e-08 | 3.3623e-07 | 0.00011828 | 0.00075467 | 0.00087338 | 873.3761 | 1316.7294 | 15.4096
|  |  |  | 78 | 0.078 | 8.9775e-08 | 3.4492e-07 | 0.00011724 | 0.00074477 | 0.00086244 | 862.443 | 1333.4215 | 15.5069
|  |  |  | 79 | 0.079 | 9.2064e-08 | 3.5372e-07 | 0.00011621 | 0.00073513 | 0.00085178 | 851.7827 | 1350.1096 | 15.6037
|  |  |  | 80 | 0.08 | 9.4382e-08 | 3.6262e-07 | 0.0001152 | 0.00072572 | 0.00084139 | 841.385 | 1366.794 | 15.6998
|  |  |  | 81 | 0.081 | 9.6727e-08 | 3.7163e-07 | 0.00011422 | 0.00071655 | 0.00083124 | 831.2404 | 1383.4746 | 15.7953
|  |  |  | 82 | 0.082 | 9.9101e-08 | 3.8075e-07 | 0.00011326 | 0.0007076 | 0.00082134 | 821.3396 | 1400.1516 | 15.8902
|  |  |  | 83 | 0.083 | 1.015e-07 | 3.8998e-07 | 0.00011231 | 0.00069887 | 0.00081167 | 811.674 | 1416.825 | 15.9845
|  |  |  | 84 | 0.084 | 1.0393e-07 | 3.9932e-07 | 0.00011139 | 0.00069035 | 0.00080224 | 802.2351 | 1433.4949 | 16.0783
|  |  |  | 85 | 0.085 | 1.0639e-07 | 4.0876e-07 | 0.00011048 | 0.00068202 | 0.00079302 | 793.0152 | 1450.1614 | 16.1715
|  |  |  | 86 | 0.086 | 1.0888e-07 | 4.1831e-07 | 0.00010959 | 0.00067389 | 0.00078401 | 784.0065 | 1466.8245 | 16.2641
|  |  |  | 87 | 0.087 | 1.1139e-07 | 4.2797e-07 | 0.00010871 | 0.00066595 | 0.0007752 | 775.202 | 1483.4843 | 16.3563
|  |  |  | 88 | 0.088 | 1.1393e-07 | 4.3773e-07 | 0.00010786 | 0.00065819 | 0.00076659 | 766.5947 | 1500.1409 | 16.4478
|  |  |  | 89 | 0.089 | 1.165e-07 | 4.476e-07 | 0.00010702 | 0.0006506 | 0.00075818 | 758.178 | 1516.7943 | 16.5389
|  |  |  | 90 | 0.09 | 1.191e-07 | 4.5758e-07 | 0.00010619 | 0.00064318 | 0.00074995 | 749.9456 | 1533.4445 | 16.6294
|  |  |  | 91 | 0.091 | 1.2172e-07 | 4.6767e-07 | 0.00010538 | 0.00063592 | 0.00074189 | 741.8916 | 1550.0916 | 16.7194
|  |  |  | 92 | 0.092 | 1.2438e-07 | 4.7786e-07 | 0.00010458 | 0.00062882 | 0.00073401 | 734.0102 | 1566.7358 | 16.8089
|  |  |  | 93 | 0.093 | 1.2706e-07 | 4.8816e-07 | 0.0001038 | 0.00062188 | 0.0007263 | 726.2958 | 1583.3769 | 16.898
|  |  |  | 94 | 0.094 | 1.2977e-07 | 4.9857e-07 | 0.00010303 | 0.00061508 | 0.00071874 | 718.7432 | 1600.0151 | 16.9865
|  |  |  | 95 | 0.095 | 1.325e-07 | 5.0909e-07 | 0.00010228 | 0.00060843 | 0.00071135 | 711.3473 | 1616.6505 | 17.0746
|  |  |  | 96 | 0.096 | 1.3527e-07 | 5.1971e-07 | 0.00010154 | 0.00060191 | 0.0007041 | 704.1033 | 1633.283 | 17.1622
|  |  |  | 97 | 0.097 | 1.3806e-07 | 5.3043e-07 | 0.00010081 | 0.00059553 | 0.00069701 | 697.0066 | 1649.9127 | 17.2494
|  |  |  | 98 | 0.098 | 1.4088e-07 | 5.4127e-07 | 0.00010009 | 0.00058928 | 0.00069005 | 690.0526 | 1666.5396 | 17.336
|  |  |  | 99 | 0.099 | 1.4373e-07 | 5.522e-07 | 9.9387e-05 | 0.00058315 | 0.00068324 | 683.2371 | 1683.1638 | 17.4223
|  |  |  | 100 | 0.1 | 1.466e-07 | 5.6325e-07 | 9.8695e-05 | 0.00057715 | 0.00067656 | 676.556 | 1699.7854 | 17.5081
|  |  |  | 101 | 0.101 | 1.495e-07 | 5.744e-07 | 9.8013e-05 | 0.00057127 | 0.00067001 | 670.0053 | 1716.4043 | 17.5935
|  |  |  | 102 | 0.102 | 1.5243e-07 | 5.8566e-07 | 9.7343e-05 | 0.0005655 | 0.00066358 | 663.5813 | 1733.0206 | 17.6784
|  |  |  | 103 | 0.103 | 1.5539e-07 | 5.9702e-07 | 9.6683e-05 | 0.00055984 | 0.00065728 | 657.2802 | 1749.6343 | 17.763
|  |  |  | 104 | 0.104 | 1.5838e-07 | 6.0849e-07 | 9.6034e-05 | 0.0005543 | 0.0006511 | 651.0986 | 1766.2454 | 17.8471
|  |  |  | 105 | 0.105 | 1.6139e-07 | 6.2007e-07 | 9.5395e-05 | 0.00054886 | 0.00064503 | 645.0332 | 1782.854 | 17.9308
|  |  |  | 106 | 0.106 | 1.6443e-07 | 6.3175e-07 | 9.4766e-05 | 0.00054352 | 0.00063908 | 639.0806 | 1799.4602 | 18.0141
|  |  |  | 107 | 0.107 | 1.675e-07 | 6.4353e-07 | 9.4147e-05 | 0.00053828 | 0.00063324 | 633.2377 | 1816.0638 | 18.0971
|  |  |  | 108 | 0.108 | 1.7059e-07 | 6.5542e-07 | 9.3537e-05 | 0.00053314 | 0.0006275 | 627.5015 | 1832.665 | 18.1796
|  |  |  | 109 | 0.109 | 1.7371e-07 | 6.6742e-07 | 9.2937e-05 | 0.00052809 | 0.00062187 | 621.8691 | 1849.2638 | 18.2617
|  |  |  | 110 | 0.11 | 1.7686e-07 | 6.7952e-07 | 9.2345e-05 | 0.00052314 | 0.00061634 | 616.3377 | 1865.8602 | 18.3435
|  |  |  | 111 | 0.111 | 1.8004e-07 | 6.9173e-07 | 9.1763e-05 | 0.00051827 | 0.0006109 | 610.9047 | 1882.4542 | 18.4249
|  |  |  | 112 | 0.112 | 1.8325e-07 | 7.0404e-07 | 9.1189e-05 | 0.00051349 | 0.00060557 | 605.5673 | 1899.0458 | 18.5059
|  |  |  | 113 | 0.113 | 1.8648e-07 | 7.1646e-07 | 9.0623e-05 | 0.0005088 | 0.00060032 | 600.3231 | 1915.635 | 18.5865
|  |  |  | 114 | 0.114 | 1.8974e-07 | 7.2898e-07 | 9.0066e-05 | 0.00050418 | 0.00059517 | 595.1697 | 1932.222 | 18.6668
|  |  |  | 115 | 0.115 | 1.9302e-07 | 7.4161e-07 | 8.9517e-05 | 0.00049965 | 0.0005901 | 590.1047 | 1948.8066 | 18.7468
|  |  |  | 116 | 0.116 | 1.9634e-07 | 7.5434e-07 | 8.8975e-05 | 0.0004952 | 0.00058513 | 585.1259 | 1965.3889 | 18.8264
|  |  |  | 117 | 0.117 | 1.9968e-07 | 7.6717e-07 | 8.8442e-05 | 0.00049082 | 0.00058023 | 580.2311 | 1981.9689 | 18.9056
|  |  |  | 118 | 0.118 | 2.0305e-07 | 7.8011e-07 | 8.7915e-05 | 0.00048652 | 0.00057542 | 575.4181 | 1998.5467 | 18.9845
|  |  |  | 119 | 0.119 | 2.0644e-07 | 7.9316e-07 | 8.7396e-05 | 0.00048229 | 0.00057069 | 570.685 | 2015.1221 | 19.0631
|  |  |  | 120 | 0.12 | 2.0986e-07 | 8.0631e-07 | 8.6884e-05 | 0.00047813 | 0.00056603 | 566.0298 | 2031.6953 | 19.1413
|  |  |  | 121 | 0.121 | 2.1331e-07 | 8.1956e-07 | 8.638e-05 | 0.00047404 | 0.00056145 | 561.4504 | 2048.2662 | 19.2192
|  |  |  | 122 | 0.122 | 2.1679e-07 | 8.3292e-07 | 8.5882e-05 | 0.00047001 | 0.00055695 | 556.9453 | 2064.8349 | 19.2968
|  |  |  | 123 | 0.123 | 2.2029e-07 | 8.4638e-07 | 8.539e-05 | 0.00046606 | 0.00055251 | 552.5124 | 2081.4013 | 19.374
|  |  |  | 124 | 0.124 | 2.2382e-07 | 8.5994e-07 | 8.4906e-05 | 0.00046216 | 0.00054815 | 548.1501 | 2097.9655 | 19.451
|  |  |  | 125 | 0.125 | 2.2738e-07 | 8.7361e-07 | 8.4427e-05 | 0.00045833 | 0.00054386 | 543.8567 | 2114.5275 | 19.5276
|  |  |  | 126 | 0.126 | 2.3097e-07 | 8.8738e-07 | 8.3955e-05 | 0.00045456 | 0.00053963 | 539.6307 | 2131.0872 | 19.6039
|  |  |  | 127 | 0.127 | 2.3458e-07 | 9.0126e-07 | 8.3489e-05 | 0.00045085 | 0.00053547 | 535.4703 | 2147.6446 | 19.6799
|  |  |  | 128 | 0.128 | 2.3822e-07 | 9.1524e-07 | 8.303e-05 | 0.00044719 | 0.00053137 | 531.3742 | 2164.1998 | 19.7556
|  |  |  | 129 | 0.129 | 2.4188e-07 | 9.2932e-07 | 8.2576e-05 | 0.00044359 | 0.00052734 | 527.3408 | 2180.7528 | 19.831
|  |  |  | 130 | 0.13 | 2.4557e-07 | 9.4351e-07 | 8.2127e-05 | 0.00044005 | 0.00052337 | 523.3687 | 2197.3035 | 19.9062
|  |  |  | 131 | 0.131 | 2.4929e-07 | 9.578e-07 | 8.1685e-05 | 0.00043656 | 0.00051946 | 519.4566 | 2213.852 | 19.981
|  |  |  | 132 | 0.132 | 2.5304e-07 | 9.7219e-07 | 8.1248e-05 | 0.00043313 | 0.0005156 | 515.603 | 2230.3982 | 20.0555
|  |  |  | 133 | 0.133 | 2.5681e-07 | 9.8669e-07 | 8.0816e-05 | 0.00042975 | 0.00051181 | 511.8067 | 2246.9422 | 20.1297
|  |  |  | 134 | 0.134 | 2.6061e-07 | 1.0013e-06 | 8.039e-05 | 0.00042641 | 0.00050807 | 508.0664 | 2263.4839 | 20.2037
|  |  |  | 135 | 0.135 | 2.6444e-07 | 1.016e-06 | 7.9969e-05 | 0.00042313 | 0.00050438 | 504.3808 | 2280.0233 | 20.2774
|  |  |  | 136 | 0.136 | 2.6829e-07 | 1.0308e-06 | 7.9553e-05 | 0.0004199 | 0.00050075 | 500.7488 | 2296.5605 | 20.3508
|  |  |  | 137 | 0.137 | 2.7217e-07 | 1.0457e-06 | 7.9142e-05 | 0.00041671 | 0.00049717 | 497.1693 | 2313.0953 | 20.4239
|  |  |  | 138 | 0.138 | 2.7608e-07 | 1.0607e-06 | 7.8737e-05 | 0.00041357 | 0.00049364 | 493.6411 | 2329.6279 | 20.4968
|  |  |  | 139 | 0.139 | 2.8001e-07 | 1.0758e-06 | 7.8335e-05 | 0.00041047 | 0.00049016 | 490.163 | 2346.1581 | 20.5694
|  |  |  | 140 | 0.14 | 2.8397e-07 | 1.091e-06 | 7.7939e-05 | 0.00040742 | 0.00048673 | 486.7342 | 2362.686 | 20.6417
|  |  |  | 141 | 0.141 | 2.8796e-07 | 1.1063e-06 | 7.7547e-05 | 0.00040441 | 0.00048335 | 483.3534 | 2379.2116 | 20.7138
|  |  |  | 142 | 0.142 | 2.9197e-07 | 1.1218e-06 | 7.716e-05 | 0.00040145 | 0.00048002 | 480.0197 | 2395.7348 | 20.7856
|  |  |  | 143 | 0.143 | 2.9601e-07 | 1.1373e-06 | 7.6777e-05 | 0.00039852 | 0.00047673 | 476.7322 | 2412.2557 | 20.8571
|  |  |  | 144 | 0.144 | 3.0008e-07 | 1.1529e-06 | 7.6399e-05 | 0.00039564 | 0.00047349 | 473.4899 | 2428.7742 | 20.9284
|  |  |  | 145 | 0.145 | 3.0417e-07 | 1.1686e-06 | 7.6025e-05 | 0.00039279 | 0.00047029 | 470.2918 | 2445.2902 | 20.9994
|  |  |  | 146 | 0.146 | 3.0829e-07 | 1.1845e-06 | 7.5655e-05 | 0.00038999 | 0.00046714 | 467.1371 | 2461.8039 | 21.0702
|  |  |  | 147 | 0.147 | 3.1243e-07 | 1.2004e-06 | 7.529e-05 | 0.00038722 | 0.00046402 | 464.0249 | 2478.3152 | 21.1408
|  |  |  | 148 | 0.148 | 3.1661e-07 | 1.2164e-06 | 7.4928e-05 | 0.00038449 | 0.00046095 | 460.9544 | 2494.8239 | 21.2111
|  |  |  | 149 | 0.149 | 3.2081e-07 | 1.2326e-06 | 7.4571e-05 | 0.0003818 | 0.00045792 | 457.9246 | 2511.3303 | 21.2811
|  |  |  | 150 | 0.15 | 3.2503e-07 | 1.2488e-06 | 7.4217e-05 | 0.00037914 | 0.00045493 | 454.9349 | 2527.8341 | 21.3509
|  |  |  | 151 | 0.151 | 3.2928e-07 | 1.2651e-06 | 7.3867e-05 | 0.00037652 | 0.00045198 | 451.9844 | 2544.3354 | 21.4205
|  |  |  | 152 | 0.152 | 3.3356e-07 | 1.2816e-06 | 7.3522e-05 | 0.00037394 | 0.00044907 | 449.0724 | 2560.8342 | 21.4898
|  |  |  | 153 | 0.153 | 3.3786e-07 | 1.2981e-06 | 7.3179e-05 | 0.00037138 | 0.0004462 | 446.1981 | 2577.3304 | 21.5589
|  |  |  | 154 | 0.154 | 3.4219e-07 | 1.3147e-06 | 7.2841e-05 | 0.00036886 | 0.00044336 | 443.3608 | 2593.8241 | 21.6278
|  |  |  | 155 | 0.155 | 3.4655e-07 | 1.3315e-06 | 7.2506e-05 | 0.00036638 | 0.00044056 | 440.5598 | 2610.3152 | 21.6965
|  |  |  | 156 | 0.156 | 3.5093e-07 | 1.3483e-06 | 7.2175e-05 | 0.00036392 | 0.00043779 | 437.7944 | 2626.8036 | 21.7649
|  |  |  | 157 | 0.157 | 3.5534e-07 | 1.3653e-06 | 7.1847e-05 | 0.0003615 | 0.00043506 | 435.064 | 2643.2894 | 21.8331
|  |  |  | 158 | 0.158 | 3.5978e-07 | 1.3823e-06 | 7.1522e-05 | 0.0003591 | 0.00043237 | 432.3678 | 2659.7725 | 21.901
|  |  |  | 159 | 0.159 | 3.6424e-07 | 1.3994e-06 | 7.1201e-05 | 0.00035674 | 0.00042971 | 429.7053 | 2676.2529 | 21.9688
|  |  |  | 160 | 0.16 | 3.6873e-07 | 1.4167e-06 | 7.0884e-05 | 0.00035441 | 0.00042708 | 427.0758 | 2692.7305 | 22.0363
|  |  |  | 161 | 0.161 | 3.7324e-07 | 1.434e-06 | 7.0569e-05 | 0.0003521 | 0.00042448 | 424.4787 | 2709.2054 | 22.1036
|  |  |  | 162 | 0.162 | 3.7778e-07 | 1.4515e-06 | 7.0258e-05 | 0.00034983 | 0.00042191 | 421.9134 | 2725.6775 | 22.1707
|  |  |  | 163 | 0.163 | 3.8235e-07 | 1.469e-06 | 6.995e-05 | 0.00034758 | 0.00041938 | 419.3794 | 2742.1468 | 22.2376
|  |  |  | 164 | 0.164 | 3.8694e-07 | 1.4867e-06 | 6.9645e-05 | 0.00034536 | 0.00041688 | 416.8761 | 2758.6133 | 22.3043
|  |  |  | 165 | 0.165 | 3.9156e-07 | 1.5044e-06 | 6.9343e-05 | 0.00034316 | 0.0004144 | 414.4029 | 2775.0769 | 22.3707
|  |  |  | 166 | 0.166 | 3.9621e-07 | 1.5223e-06 | 6.9044e-05 | 0.000341 | 0.00041196 | 411.9594 | 2791.5375 | 22.437
|  |  |  | 167 | 0.167 | 4.0088e-07 | 1.5402e-06 | 6.8748e-05 | 0.00033886 | 0.00040954 | 409.5449 | 2807.9953 | 22.503
|  |  |  | 168 | 0.168 | 4.0557e-07 | 1.5582e-06 | 6.8454e-05 | 0.00033674 | 0.00040716 | 407.1589 | 2824.45 | 22.5688
|  |  |  | 169 | 0.169 | 4.103e-07 | 1.5764e-06 | 6.8164e-05 | 0.00033465 | 0.0004048 | 404.801 | 2840.9017 | 22.6345
|  |  |  | 170 | 0.17 | 4.1504e-07 | 1.5946e-06 | 6.7877e-05 | 0.00033258 | 0.00040247 | 402.4708 | 2857.3504 | 22.6999
|  |  |  | 171 | 0.171 | 4.1982e-07 | 1.613e-06 | 6.7592e-05 | 0.00033054 | 0.00040017 | 400.1676 | 2873.796 | 22.7651
|  |  |  | 172 | 0.172 | 4.2462e-07 | 1.6314e-06 | 6.731e-05 | 0.00032852 | 0.00039789 | 397.891 | 2890.2386 | 22.8302
|  |  |  | 173 | 0.173 | 4.2945e-07 | 1.65e-06 | 6.7031e-05 | 0.00032653 | 0.00039564 | 395.6407 | 2906.6779 | 22.895
|  |  |  | 174 | 0.174 | 4.343e-07 | 1.6686e-06 | 6.6754e-05 | 0.00032456 | 0.00039342 | 393.4161 | 2923.1141 | 22.9596
|  |  |  | 175 | 0.175 | 4.3918e-07 | 1.6873e-06 | 6.648e-05 | 0.00032261 | 0.00039122 | 391.2167 | 2939.547 | 23.0241
|  |  |  | 176 | 0.176 | 4.4408e-07 | 1.7062e-06 | 6.6209e-05 | 0.00032068 | 0.00038904 | 389.0423 | 2955.9767 | 23.0883
|  |  |  | 177 | 0.177 | 4.4901e-07 | 1.7251e-06 | 6.594e-05 | 0.00031878 | 0.00038689 | 386.8923 | 2972.4031 | 23.1524
|  |  |  | 178 | 0.178 | 4.5396e-07 | 1.7442e-06 | 6.5674e-05 | 0.00031689 | 0.00038477 | 384.7664 | 2988.8262 | 23.2163
|  |  |  | 179 | 0.179 | 4.5894e-07 | 1.7633e-06 | 6.541e-05 | 0.00031503 | 0.00038266 | 382.6642 | 3005.2459 | 23.28
|  |  |  | 180 | 0.18 | 4.6395e-07 | 1.7825e-06 | 6.5148e-05 | 0.00031319 | 0.00038059 | 380.5852 | 3021.6621 | 23.3435
|  |  |  | 181 | 0.181 | 4.6898e-07 | 1.8019e-06 | 6.4889e-05 | 0.00031137 | 0.00037853 | 378.5292 | 3038.075 | 23.4068
|  |  |  | 182 | 0.182 | 4.7404e-07 | 1.8213e-06 | 6.4632e-05 | 0.00030957 | 0.0003765 | 376.4956 | 3054.4843 | 23.4699
|  |  |  | 183 | 0.183 | 4.7913e-07 | 1.8408e-06 | 6.4378e-05 | 0.00030779 | 0.00037448 | 374.4843 | 3070.8901 | 23.5328
|  |  |  | 184 | 0.184 | 4.8423e-07 | 1.8605e-06 | 6.4126e-05 | 0.00030602 | 0.00037249 | 372.4947 | 3087.2923 | 23.5956
|  |  |  | 185 | 0.185 | 4.8937e-07 | 1.8802e-06 | 6.3876e-05 | 0.00030428 | 0.00037053 | 370.5266 | 3103.6908 | 23.6582
|  |  |  | 186 | 0.186 | 4.9453e-07 | 1.9e-06 | 6.3628e-05 | 0.00030256 | 0.00036858 | 368.5796 | 3120.0857 | 23.7206
|  |  |  | 187 | 0.187 | 4.9972e-07 | 1.9199e-06 | 6.3382e-05 | 0.00030085 | 0.00036665 | 366.6534 | 3136.477 | 23.7828
|  |  |  | 188 | 0.188 | 5.0493e-07 | 1.94e-06 | 6.3139e-05 | 0.00029916 | 0.00036475 | 364.7477 | 3152.8644 | 23.8449
|  |  |  | 189 | 0.189 | 5.1016e-07 | 1.9601e-06 | 6.2898e-05 | 0.00029749 | 0.00036286 | 362.8621 | 3169.248 | 23.9067
|  |  |  | 190 | 0.19 | 5.1543e-07 | 1.9803e-06 | 6.2659e-05 | 0.00029584 | 0.000361 | 360.9963 | 3185.6279 | 23.9684
|  |  |  | 191 | 0.191 | 5.2071e-07 | 2.0006e-06 | 6.2422e-05 | 0.00029421 | 0.00035915 | 359.1501 | 3202.0038 | 24.03
|  |  |  | 192 | 0.192 | 5.2603e-07 | 2.021e-06 | 6.2186e-05 | 0.00029259 | 0.00035732 | 357.3231 | 3218.3757 | 24.0913
|  |  |  | 193 | 0.193 | 5.3137e-07 | 2.0415e-06 | 6.1953e-05 | 0.00029099 | 0.00035552 | 355.515 | 3234.7437 | 24.1525
|  |  |  | 194 | 0.194 | 5.3673e-07 | 2.0622e-06 | 6.1722e-05 | 0.0002894 | 0.00035373 | 353.7256 | 3251.1077 | 24.2135
|  |  |  | 195 | 0.195 | 5.4212e-07 | 2.0829e-06 | 6.1493e-05 | 0.00028784 | 0.00035195 | 351.9545 | 3267.4676 | 24.2744
|  |  |  | 196 | 0.196 | 5.4754e-07 | 2.1037e-06 | 6.1266e-05 | 0.00028628 | 0.0003502 | 350.2015 | 3283.8233 | 24.335
|  |  |  | 197 | 0.197 | 5.5298e-07 | 2.1246e-06 | 6.1041e-05 | 0.00028475 | 0.00034847 | 348.4664 | 3300.1749 | 24.3956
|  |  |  | 198 | 0.198 | 5.5844e-07 | 2.1456e-06 | 6.0817e-05 | 0.00028323 | 0.00034675 | 346.7488 | 3316.5223 | 24.4559
|  |  |  | 199 | 0.199 | 5.6393e-07 | 2.1667e-06 | 6.0596e-05 | 0.00028172 | 0.00034505 | 345.0484 | 3332.8654 | 24.5161
|  |  |  | 200 | 0.2 | 5.6945e-07 | 2.1879e-06 | 6.0376e-05 | 0.00028023 | 0.00034337 | 343.3652 | 3349.2041 | 24.5761
|  |  |  | 201 | 0.201 | 5.7499e-07 | 2.2091e-06 | 6.0158e-05 | 0.00027876 | 0.0003417 | 341.6987 | 3365.5385 | 24.636
|  |  |  | 202 | 0.202 | 5.8056e-07 | 2.2305e-06 | 5.9942e-05 | 0.0002773 | 0.00034005 | 340.0487 | 3381.8684 | 24.6957
|  |  |  | 203 | 0.203 | 5.8615e-07 | 2.252e-06 | 5.9727e-05 | 0.00027585 | 0.00033842 | 338.4151 | 3398.1939 | 24.7552
|  |  |  | 204 | 0.204 | 5.9176e-07 | 2.2736e-06 | 5.9515e-05 | 0.00027442 | 0.0003368 | 336.7975 | 3414.5149 | 24.8146
|  |  |  | 205 | 0.205 | 5.9741e-07 | 2.2953e-06 | 5.9304e-05 | 0.000273 | 0.0003352 | 335.1957 | 3430.8312 | 24.8738
|  |  |  | 206 | 0.206 | 6.0307e-07 | 2.317e-06 | 5.9095e-05 | 0.00027159 | 0.00033361 | 333.6096 | 3447.1429 | 24.9328
|  |  |  | 207 | 0.207 | 6.0876e-07 | 2.3389e-06 | 5.8887e-05 | 0.0002702 | 0.00033204 | 332.0389 | 3463.45 | 24.9918
|  |  |  | 208 | 0.208 | 6.1448e-07 | 2.3609e-06 | 5.8681e-05 | 0.00026883 | 0.00033048 | 330.4833 | 3479.7522 | 25.0505
|  |  |  | 209 | 0.209 | 6.2022e-07 | 2.3829e-06 | 5.8477e-05 | 0.00026746 | 0.00032894 | 328.9427 | 3496.0497 | 25.1091
|  |  |  | 210 | 0.21 | 6.2599e-07 | 2.4051e-06 | 5.8274e-05 | 0.00026611 | 0.00032742 | 327.4168 | 3512.3423 | 25.1675
|  |  |  | 211 | 0.211 | 6.3178e-07 | 2.4274e-06 | 5.8073e-05 | 0.00026477 | 0.00032591 | 325.9055 | 3528.6301 | 25.2258
|  |  |  | 212 | 0.212 | 6.376e-07 | 2.4497e-06 | 5.7873e-05 | 0.00026345 | 0.00032441 | 324.4085 | 3544.9128 | 25.284
|  |  |  | 213 | 0.213 | 6.4344e-07 | 2.4722e-06 | 5.7675e-05 | 0.00026214 | 0.00032293 | 322.9257 | 3561.1906 | 25.3419
|  |  |  | 214 | 0.214 | 6.4931e-07 | 2.4947e-06 | 5.7479e-05 | 0.00026083 | 0.00032146 | 321.4568 | 3577.4632 | 25.3998
|  |  |  | 215 | 0.215 | 6.552e-07 | 2.5173e-06 | 5.7284e-05 | 0.00025955 | 0.00032 | 320.0017 | 3593.7307 | 25.4575
|  |  |  | 216 | 0.216 | 6.6112e-07 | 2.5401e-06 | 5.709e-05 | 0.00025827 | 0.00031856 | 318.5602 | 3609.9931 | 25.515
|  |  |  | 217 | 0.217 | 6.6706e-07 | 2.5629e-06 | 5.6898e-05 | 0.000257 | 0.00031713 | 317.132 | 3626.2501 | 25.5724
|  |  |  | 218 | 0.218 | 6.7303e-07 | 2.5858e-06 | 5.6707e-05 | 0.00025575 | 0.00031572 | 315.7171 | 3642.5019 | 25.6296
|  |  |  | 219 | 0.219 | 6.7902e-07 | 2.6088e-06 | 5.6518e-05 | 0.00025451 | 0.00031432 | 314.3151 | 3658.7483 | 25.6867
|  |  |  | 220 | 0.22 | 6.8504e-07 | 2.632e-06 | 5.633e-05 | 0.00025328 | 0.00031293 | 312.9261 | 3674.9893 | 25.7437
|  |  |  | 221 | 0.221 | 6.9108e-07 | 2.6552e-06 | 5.6144e-05 | 0.00025206 | 0.00031155 | 311.5497 | 3691.2248 | 25.8005
|  |  |  | 222 | 0.222 | 6.9714e-07 | 2.6785e-06 | 5.5959e-05 | 0.00025085 | 0.00031019 | 310.1859 | 3707.4547 | 25.8571
|  |  |  | 223 | 0.223 | 7.0323e-07 | 2.7019e-06 | 5.5775e-05 | 0.00024965 | 0.00030883 | 308.8344 | 3723.679 | 25.9136
|  |  |  | 224 | 0.224 | 7.0935e-07 | 2.7254e-06 | 5.5593e-05 | 0.00024847 | 0.0003075 | 307.495 | 3739.8977 | 25.97
|  |  |  | 225 | 0.225 | 7.1549e-07 | 2.749e-06 | 5.5412e-05 | 0.00024729 | 0.00030617 | 306.1678 | 3756.1106 | 26.0262
|  |  |  | 226 | 0.226 | 7.2165e-07 | 2.7726e-06 | 5.5233e-05 | 0.00024613 | 0.00030485 | 304.8524 | 3772.3178 | 26.0823
|  |  |  | 227 | 0.227 | 7.2784e-07 | 2.7964e-06 | 5.5054e-05 | 0.00024497 | 0.00030355 | 303.5487 | 3788.5191 | 26.1383
|  |  |  | 228 | 0.228 | 7.3406e-07 | 2.8203e-06 | 5.4877e-05 | 0.00024382 | 0.00030226 | 302.2566 | 3804.7145 | 26.1941
|  |  |  | 229 | 0.229 | 7.4029e-07 | 2.8443e-06 | 5.4702e-05 | 0.00024269 | 0.00030098 | 300.9759 | 3820.9039 | 26.2498
|  |  |  | 230 | 0.23 | 7.4656e-07 | 2.8683e-06 | 5.4527e-05 | 0.00024156 | 0.00029971 | 299.7065 | 3837.0872 | 26.3053
|  |  |  | 231 | 0.231 | 7.5284e-07 | 2.8925e-06 | 5.4354e-05 | 0.00024045 | 0.00029845 | 298.4482 | 3853.2645 | 26.3607
|  |  |  | 232 | 0.232 | 7.5916e-07 | 2.9167e-06 | 5.4182e-05 | 0.00023934 | 0.0002972 | 297.201 | 3869.4356 | 26.4159
|  |  |  | 233 | 0.233 | 7.6549e-07 | 2.9411e-06 | 5.4011e-05 | 0.00023825 | 0.00029596 | 295.9646 | 3885.6004 | 26.4711
|  |  |  | 234 | 0.234 | 7.7185e-07 | 2.9655e-06 | 5.3841e-05 | 0.00023716 | 0.00029474 | 294.7389 | 3901.759 | 26.526
|  |  |  | 235 | 0.235 | 7.7824e-07 | 2.9901e-06 | 5.3673e-05 | 0.00023608 | 0.00029352 | 293.5238 | 3917.9112 | 26.5809
|  |  |  | 236 | 0.236 | 7.8465e-07 | 3.0147e-06 | 5.3506e-05 | 0.00023501 | 0.00029232 | 292.3191 | 3934.057 | 26.6356
|  |  |  | 237 | 0.237 | 7.9108e-07 | 3.0394e-06 | 5.334e-05 | 0.00023395 | 0.00029112 | 291.1248 | 3950.1963 | 26.6902
|  |  |  | 238 | 0.238 | 7.9754e-07 | 3.0642e-06 | 5.3175e-05 | 0.0002329 | 0.00028994 | 289.9406 | 3966.329 | 26.7446
|  |  |  | 239 | 0.239 | 8.0403e-07 | 3.0891e-06 | 5.3011e-05 | 0.00023186 | 0.00028877 | 288.7666 | 3982.4551 | 26.7989
|  |  |  | 240 | 0.24 | 8.1053e-07 | 3.1141e-06 | 5.2848e-05 | 0.00023083 | 0.0002876 | 287.6025 | 3998.5746 | 26.8531
|  |  |  | 241 | 0.241 | 8.1707e-07 | 3.1392e-06 | 5.2687e-05 | 0.00022981 | 0.00028645 | 286.4482 | 4014.6872 | 26.9072
|  |  |  | 242 | 0.242 | 8.2362e-07 | 3.1644e-06 | 5.2526e-05 | 0.00022879 | 0.0002853 | 285.3037 | 4030.7931 | 26.9611
|  |  |  | 243 | 0.243 | 8.302e-07 | 3.1897e-06 | 5.2367e-05 | 0.00022778 | 0.00028417 | 284.1687 | 4046.892 | 27.0149
|  |  |  | 244 | 0.244 | 8.3681e-07 | 3.2151e-06 | 5.2209e-05 | 0.00022678 | 0.00028304 | 283.0432 | 4062.984 | 27.0685
|  |  |  | 245 | 0.245 | 8.4344e-07 | 3.2405e-06 | 5.2051e-05 | 0.00022579 | 0.00028193 | 281.9271 | 4079.069 | 27.1221
|  |  |  | 246 | 0.246 | 8.5009e-07 | 3.2661e-06 | 5.1895e-05 | 0.00022481 | 0.00028082 | 280.8202 | 4095.1469 | 27.1755
|  |  |  | 247 | 0.247 | 8.5677e-07 | 3.2918e-06 | 5.174e-05 | 0.00022383 | 0.00027972 | 279.7225 | 4111.2176 | 27.2287
|  |  |  | 248 | 0.248 | 8.6347e-07 | 3.3175e-06 | 5.1586e-05 | 0.00022287 | 0.00027863 | 278.6338 | 4127.281 | 27.2819
|  |  |  | 249 | 0.249 | 8.7019e-07 | 3.3433e-06 | 5.1433e-05 | 0.00022191 | 0.00027755 | 277.554 | 4143.3372 | 27.3349
|  |  |  | 250 | 0.25 | 8.7694e-07 | 3.3693e-06 | 5.1281e-05 | 0.00022096 | 0.00027648 | 276.4831 | 4159.386 | 27.3878
|  |  |  | 251 | 0.251 | 8.8372e-07 | 3.3953e-06 | 5.113e-05 | 0.00022001 | 0.00027542 | 275.4209 | 4175.4273 | 27.4405
|  |  |  | 252 | 0.252 | 8.9052e-07 | 3.4214e-06 | 5.098e-05 | 0.00021908 | 0.00027437 | 274.3673 | 4191.4612 | 27.4932
|  |  |  | 253 | 0.253 | 8.9734e-07 | 3.4476e-06 | 5.0831e-05 | 0.00021815 | 0.00027332 | 273.3223 | 4207.4874 | 27.5457
|  |  |  | 254 | 0.254 | 9.0419e-07 | 3.4739e-06 | 5.0682e-05 | 0.00021723 | 0.00027229 | 272.2856 | 4223.506 | 27.5981
|  |  |  | 255 | 0.255 | 9.1106e-07 | 3.5003e-06 | 5.0535e-05 | 0.00021631 | 0.00027126 | 271.2573 | 4239.5169 | 27.6503
|  |  |  | 256 | 0.256 | 9.1795e-07 | 3.5268e-06 | 5.0389e-05 | 0.0002154 | 0.00027024 | 270.2373 | 4255.5199 | 27.7025
|  |  |  | 257 | 0.257 | 9.2487e-07 | 3.5534e-06 | 5.0244e-05 | 0.0002145 | 0.00026923 | 269.2253 | 4271.5151 | 27.7545
|  |  |  | 258 | 0.258 | 9.3181e-07 | 3.5801e-06 | 5.0099e-05 | 0.00021361 | 0.00026822 | 268.2214 | 4287.5024 | 27.8064
|  |  |  | 259 | 0.259 | 9.3878e-07 | 3.6068e-06 | 4.9956e-05 | 0.00021272 | 0.00026723 | 267.2255 | 4303.4816 | 27.8581
|  |  |  | 260 | 0.26 | 9.4577e-07 | 3.6337e-06 | 4.9813e-05 | 0.00021184 | 0.00026624 | 266.2374 | 4319.4527 | 27.9098
|  |  |  | 261 | 0.261 | 9.5278e-07 | 3.6606e-06 | 4.9672e-05 | 0.00021097 | 0.00026526 | 265.2571 | 4335.4157 | 27.9613
|  |  |  | 262 | 0.262 | 9.5982e-07 | 3.6877e-06 | 4.9531e-05 | 0.00021011 | 0.00026428 | 264.2846 | 4351.3705 | 28.0127
|  |  |  | 263 | 0.263 | 9.6688e-07 | 3.7148e-06 | 4.9391e-05 | 0.00020925 | 0.00026332 | 263.3196 | 4367.3169 | 28.064
|  |  |  | 264 | 0.264 | 9.7397e-07 | 3.742e-06 | 4.9252e-05 | 0.00020839 | 0.00026236 | 262.3621 | 4383.255 | 28.1152
|  |  |  | 265 | 0.265 | 9.8107e-07 | 3.7694e-06 | 4.9114e-05 | 0.00020755 | 0.00026141 | 261.4121 | 4399.1846 | 28.1662
|  |  |  | 266 | 0.266 | 9.8821e-07 | 3.7968e-06 | 4.8976e-05 | 0.00020671 | 0.00026047 | 260.4694 | 4415.1056 | 28.2171
|  |  |  | 267 | 0.267 | 9.9537e-07 | 3.8243e-06 | 4.884e-05 | 0.00020587 | 0.00025953 | 259.534 | 4431.0181 | 28.2679
|  |  |  | 268 | 0.268 | 1.0025e-06 | 3.8518e-06 | 4.8704e-05 | 0.00020505 | 0.00025861 | 258.6058 | 4446.9219 | 28.3186
|  |  |  | 269 | 0.269 | 1.0098e-06 | 3.8795e-06 | 4.857e-05 | 0.00020423 | 0.00025768 | 257.6848 | 4462.8169 | 28.3692
|  |  |  | 270 | 0.27 | 1.017e-06 | 3.9073e-06 | 4.8436e-05 | 0.00020341 | 0.00025677 | 256.7708 | 4478.7031 | 28.4196
|  |  |  | 271 | 0.271 | 1.0242e-06 | 3.9352e-06 | 4.8303e-05 | 0.0002026 | 0.00025586 | 255.8637 | 4494.5803 | 28.47
|  |  |  | 272 | 0.272 | 1.0315e-06 | 3.9631e-06 | 4.817e-05 | 0.0002018 | 0.00025496 | 254.9636 | 4510.4486 | 28.5202
|  |  |  | 273 | 0.273 | 1.0388e-06 | 3.9912e-06 | 4.8039e-05 | 0.000201 | 0.00025407 | 254.0702 | 4526.3079 | 28.5703
|  |  |  | 274 | 0.274 | 1.0461e-06 | 4.0193e-06 | 4.7908e-05 | 0.00020021 | 0.00025318 | 253.1836 | 4542.158 | 28.6202
|  |  |  | 275 | 0.275 | 1.0535e-06 | 4.0475e-06 | 4.7778e-05 | 0.00019942 | 0.0002523 | 252.3037 | 4557.9989 | 28.6701
|  |  |  | 276 | 0.276 | 1.0608e-06 | 4.0758e-06 | 4.7649e-05 | 0.00019865 | 0.00025143 | 251.4304 | 4573.8305 | 28.7199
|  |  |  | 277 | 0.277 | 1.0682e-06 | 4.1042e-06 | 4.752e-05 | 0.00019787 | 0.00025056 | 250.5636 | 4589.6527 | 28.7695
|  |  |  | 278 | 0.278 | 1.0757e-06 | 4.1327e-06 | 4.7393e-05 | 0.0001971 | 0.0002497 | 249.7033 | 4605.4655 | 28.819
|  |  |  | 279 | 0.279 | 1.0831e-06 | 4.1613e-06 | 4.7266e-05 | 0.00019634 | 0.00024885 | 248.8494 | 4621.2687 | 28.8684
|  |  |  | 280 | 0.28 | 1.0906e-06 | 4.19e-06 | 4.7139e-05 | 0.00019558 | 0.000248 | 248.0018 | 4637.0624 | 28.9177
|  |  |  | 281 | 0.281 | 1.098e-06 | 4.2188e-06 | 4.7014e-05 | 0.00019483 | 0.00024716 | 247.1605 | 4652.8464 | 28.9669
|  |  |  | 282 | 0.282 | 1.1056e-06 | 4.2476e-06 | 4.6889e-05 | 0.00019408 | 0.00024633 | 246.3254 | 4668.6206 | 29.0159
|  |  |  | 283 | 0.283 | 1.1131e-06 | 4.2766e-06 | 4.6765e-05 | 0.00019334 | 0.0002455 | 245.4965 | 4684.385 | 29.0649
|  |  |  | 284 | 0.284 | 1.1206e-06 | 4.3056e-06 | 4.6642e-05 | 0.00019261 | 0.00024467 | 244.6736 | 4700.1395 | 29.1137
|  |  |  | 285 | 0.285 | 1.1282e-06 | 4.3347e-06 | 4.6519e-05 | 0.00019187 | 0.00024386 | 243.8567 | 4715.8839 | 29.1624
|  |  |  | 286 | 0.286 | 1.1358e-06 | 4.364e-06 | 4.6398e-05 | 0.00019115 | 0.00024305 | 243.0458 | 4731.6183 | 29.211
|  |  |  | 287 | 0.287 | 1.1435e-06 | 4.3933e-06 | 4.6276e-05 | 0.00019043 | 0.00024224 | 242.2408 | 4747.3426 | 29.2595
|  |  |  | 288 | 0.288 | 1.1511e-06 | 4.4227e-06 | 4.6156e-05 | 0.00018971 | 0.00024144 | 241.4416 | 4763.0566 | 29.3079
|  |  |  | 289 | 0.289 | 1.1588e-06 | 4.4521e-06 | 4.6036e-05 | 0.000189 | 0.00024065 | 240.6482 | 4778.7603 | 29.3562
|  |  |  | 290 | 0.29 | 1.1665e-06 | 4.4817e-06 | 4.5917e-05 | 0.0001883 | 0.00023986 | 239.8605 | 4794.4536 | 29.4044
|  |  |  | 291 | 0.291 | 1.1742e-06 | 4.5114e-06 | 4.5799e-05 | 0.00018759 | 0.00023908 | 239.0785 | 4810.1365 | 29.4524
|  |  |  | 292 | 0.292 | 1.182e-06 | 4.5411e-06 | 4.5681e-05 | 0.0001869 | 0.0002383 | 238.302 | 4825.8088 | 29.5004
|  |  |  | 293 | 0.293 | 1.1897e-06 | 4.571e-06 | 4.5564e-05 | 0.00018621 | 0.00023753 | 237.5311 | 4841.4704 | 29.5482
|  |  |  | 294 | 0.294 | 1.1975e-06 | 4.6009e-06 | 4.5447e-05 | 0.00018552 | 0.00023677 | 236.7658 | 4857.1214 | 29.5959
|  |  |  | 295 | 0.295 | 1.2053e-06 | 4.6309e-06 | 4.5332e-05 | 0.00018484 | 0.00023601 | 236.0058 | 4872.7615 | 29.6435
|  |  |  | 296 | 0.296 | 1.2132e-06 | 4.661e-06 | 4.5217e-05 | 0.00018416 | 0.00023525 | 235.2512 | 4888.3908 | 29.691
|  |  |  | 297 | 0.297 | 1.221e-06 | 4.6912e-06 | 4.5102e-05 | 0.00018349 | 0.0002345 | 234.502 | 4904.0091 | 29.7384
|  |  |  | 298 | 0.298 | 1.2289e-06 | 4.7215e-06 | 4.4988e-05 | 0.00018282 | 0.00023376 | 233.7581 | 4919.6164 | 29.7857
|  |  |  | 299 | 0.299 | 1.2368e-06 | 4.7519e-06 | 4.4875e-05 | 0.00018216 | 0.00023302 | 233.0193 | 4935.2125 | 29.8329
|  |  |  | 300 | 0.3 | 1.2447e-06 | 4.7824e-06 | 4.4762e-05 | 0.0001815 | 0.00023229 | 232.2858 | 4950.7975 | 29.8799
|  |  |  | 301 | 0.301 | 1.2527e-06 | 4.8129e-06 | 4.465e-05 | 0.00018084 | 0.00023156 | 231.5574 | 4966.3711 | 29.9269
|  |  |  | 302 | 0.302 | 1.2607e-06 | 4.8436e-06 | 4.4539e-05 | 0.00018019 | 0.00023083 | 230.8341 | 4981.9334 | 29.9738
|  |  |  | 303 | 0.303 | 1.2687e-06 | 4.8743e-06 | 4.4428e-05 | 0.00017954 | 0.00023012 | 230.1158 | 4997.4843 | 30.0205
|  |  |  | 304 | 0.304 | 1.2767e-06 | 4.9051e-06 | 4.4318e-05 | 0.0001789 | 0.0002294 | 229.4025 | 5013.0236 | 30.0671
|  |  |  | 305 | 0.305 | 1.2847e-06 | 4.936e-06 | 4.4208e-05 | 0.00017827 | 0.00022869 | 228.6941 | 5028.5513 | 30.1137
|  |  |  | 306 | 0.306 | 1.2928e-06 | 4.967e-06 | 4.4099e-05 | 0.00017763 | 0.00022799 | 227.9906 | 5044.0673 | 30.1601
|  |  |  | 307 | 0.307 | 1.3009e-06 | 4.9981e-06 | 4.3991e-05 | 0.000177 | 0.00022729 | 227.292 | 5059.5715 | 30.2064
|  |  |  | 308 | 0.308 | 1.309e-06 | 5.0293e-06 | 4.3883e-05 | 0.00017638 | 0.0002266 | 226.5981 | 5075.0638 | 30.2526
|  |  |  | 309 | 0.309 | 1.3171e-06 | 5.0605e-06 | 4.3776e-05 | 0.00017576 | 0.00022591 | 225.909 | 5090.5443 | 30.2987
|  |  |  | 310 | 0.31 | 1.3253e-06 | 5.0919e-06 | 4.3669e-05 | 0.00017514 | 0.00022522 | 225.2247 | 5106.0126 | 30.3447
|  |  |  | 311 | 0.311 | 1.3335e-06 | 5.1233e-06 | 4.3563e-05 | 0.00017453 | 0.00022454 | 224.545 | 5121.4689 | 30.3906
|  |  |  | 312 | 0.312 | 1.3417e-06 | 5.1548e-06 | 4.3457e-05 | 0.00017392 | 0.00022387 | 223.8699 | 5136.913 | 30.4364
|  |  |  | 313 | 0.313 | 1.3499e-06 | 5.1864e-06 | 4.3352e-05 | 0.00017331 | 0.0002232 | 223.1994 | 5152.3447 | 30.4821
|  |  |  | 314 | 0.314 | 1.3582e-06 | 5.2181e-06 | 4.3248e-05 | 0.00017271 | 0.00022253 | 222.5334 | 5167.7641 | 30.5277
|  |  |  | 315 | 0.315 | 1.3664e-06 | 5.2499e-06 | 4.3144e-05 | 0.00017211 | 0.00022187 | 221.8719 | 5183.1711 | 30.5731
|  |  |  | 316 | 0.316 | 1.3747e-06 | 5.2818e-06 | 4.304e-05 | 0.00017152 | 0.00022121 | 221.2149 | 5198.5655 | 30.6185
|  |  |  | 317 | 0.317 | 1.383e-06 | 5.3138e-06 | 4.2937e-05 | 0.00017093 | 0.00022056 | 220.5623 | 5213.9473 | 30.6638
|  |  |  | 318 | 0.318 | 1.3914e-06 | 5.3458e-06 | 4.2835e-05 | 0.00017034 | 0.00021991 | 219.914 | 5229.3164 | 30.7089
|  |  |  | 319 | 0.319 | 1.3998e-06 | 5.3779e-06 | 4.2733e-05 | 0.00016976 | 0.00021927 | 219.2701 | 5244.6728 | 30.754
|  |  |  | 320 | 0.32 | 1.4081e-06 | 5.4102e-06 | 4.2632e-05 | 0.00016918 | 0.00021863 | 218.6305 | 5260.0162 | 30.7989
|  |  |  | 321 | 0.321 | 1.4165e-06 | 5.4425e-06 | 4.2531e-05 | 0.0001686 | 0.000218 | 217.9952 | 5275.3467 | 30.8438
|  |  |  | 322 | 0.322 | 1.425e-06 | 5.4749e-06 | 4.2431e-05 | 0.00016803 | 0.00021736 | 217.364 | 5290.6641 | 30.8885
|  |  |  | 323 | 0.323 | 1.4334e-06 | 5.5074e-06 | 4.2331e-05 | 0.00016746 | 0.00021674 | 216.7371 | 5305.9684 | 30.9332
|  |  |  | 324 | 0.324 | 1.4419e-06 | 5.5399e-06 | 4.2232e-05 | 0.0001669 | 0.00021611 | 216.1142 | 5321.2595 | 30.9777
|  |  |  | 325 | 0.325 | 1.4504e-06 | 5.5726e-06 | 4.2133e-05 | 0.00016634 | 0.0002155 | 215.4955 | 5336.5373 | 31.0222
|  |  |  | 326 | 0.326 | 1.4589e-06 | 5.6053e-06 | 4.2035e-05 | 0.00016578 | 0.00021488 | 214.8809 | 5351.8017 | 31.0665
|  |  |  | 327 | 0.327 | 1.4675e-06 | 5.6381e-06 | 4.1937e-05 | 0.00016523 | 0.00021427 | 214.2703 | 5367.0527 | 31.1107
|  |  |  | 328 | 0.328 | 1.476e-06 | 5.6711e-06 | 4.184e-05 | 0.00016468 | 0.00021366 | 213.6637 | 5382.2901 | 31.1549
|  |  |  | 329 | 0.329 | 1.4846e-06 | 5.7041e-06 | 4.1743e-05 | 0.00016413 | 0.00021306 | 213.0611 | 5397.5138 | 31.1989
|  |  |  | 330 | 0.33 | 1.4932e-06 | 5.7372e-06 | 4.1647e-05 | 0.00016358 | 0.00021246 | 212.4623 | 5412.7238 | 31.2428
|  |  |  | 331 | 0.331 | 1.5019e-06 | 5.7703e-06 | 4.1551e-05 | 0.00016304 | 0.00021187 | 211.8675 | 5427.9201 | 31.2866
|  |  |  | 332 | 0.332 | 1.5105e-06 | 5.8036e-06 | 4.1456e-05 | 0.00016251 | 0.00021128 | 211.2766 | 5443.1024 | 31.3304
|  |  |  | 333 | 0.333 | 1.5192e-06 | 5.8369e-06 | 4.1361e-05 | 0.00016197 | 0.00021069 | 210.6894 | 5458.2707 | 31.374
|  |  |  | 334 | 0.334 | 1.5279e-06 | 5.8704e-06 | 4.1267e-05 | 0.00016144 | 0.00021011 | 210.1061 | 5473.4249 | 31.4175
|  |  |  | 335 | 0.335 | 1.5366e-06 | 5.9039e-06 | 4.1173e-05 | 0.00016091 | 0.00020953 | 209.5265 | 5488.565 | 31.4609
|  |  |  | 336 | 0.336 | 1.5454e-06 | 5.9375e-06 | 4.1079e-05 | 0.00016039 | 0.00020895 | 208.9507 | 5503.6909 | 31.5043
|  |  |  | 337 | 0.337 | 1.5542e-06 | 5.9712e-06 | 4.0986e-05 | 0.00015987 | 0.00020838 | 208.3785 | 5518.8024 | 31.5475
|  |  |  | 338 | 0.338 | 1.5629e-06 | 6.0049e-06 | 4.0894e-05 | 0.00015935 | 0.00020781 | 207.8101 | 5533.8995 | 31.5906
|  |  |  | 339 | 0.339 | 1.5718e-06 | 6.0388e-06 | 4.0802e-05 | 0.00015883 | 0.00020725 | 207.2452 | 5548.9821 | 31.6336
|  |  |  | 340 | 0.34 | 1.5806e-06 | 6.0728e-06 | 4.071e-05 | 0.00015832 | 0.00020668 | 206.684 | 5564.0501 | 31.6765
|  |  |  | 341 | 0.341 | 1.5895e-06 | 6.1068e-06 | 4.0619e-05 | 0.00015781 | 0.00020613 | 206.1263 | 5579.1035 | 31.7194
|  |  |  | 342 | 0.342 | 1.5983e-06 | 6.1409e-06 | 4.0528e-05 | 0.00015731 | 0.00020557 | 205.5722 | 5594.142 | 31.7621
|  |  |  | 343 | 0.343 | 1.6072e-06 | 6.1751e-06 | 4.0438e-05 | 0.0001568 | 0.00020502 | 205.0216 | 5609.1658 | 31.8047
|  |  |  | 344 | 0.344 | 1.6162e-06 | 6.2094e-06 | 4.0348e-05 | 0.0001563 | 0.00020447 | 204.4745 | 5624.1745 | 31.8472
|  |  |  | 345 | 0.345 | 1.6251e-06 | 6.2438e-06 | 4.0258e-05 | 0.0001558 | 0.00020393 | 203.9308 | 5639.1683 | 31.8897
|  |  |  | 346 | 0.346 | 1.6341e-06 | 6.2782e-06 | 4.0169e-05 | 0.00015531 | 0.00020339 | 203.3905 | 5654.147 | 31.932
|  |  |  | 347 | 0.347 | 1.6431e-06 | 6.3128e-06 | 4.008e-05 | 0.00015482 | 0.00020285 | 202.8537 | 5669.1104 | 31.9742
|  |  |  | 348 | 0.348 | 1.6521e-06 | 6.3474e-06 | 3.9992e-05 | 0.00015433 | 0.00020232 | 202.3202 | 5684.0586 | 32.0163
|  |  |  | 349 | 0.349 | 1.6611e-06 | 6.3821e-06 | 3.9904e-05 | 0.00015384 | 0.00020179 | 201.7901 | 5698.9914 | 32.0584
|  |  |  | 350 | 0.35 | 1.6702e-06 | 6.4169e-06 | 3.9817e-05 | 0.00015336 | 0.00020126 | 201.2633 | 5713.9088 | 32.1003
|  |  |  | 351 | 0.351 | 1.6792e-06 | 6.4518e-06 | 3.973e-05 | 0.00015288 | 0.00020074 | 200.7398 | 5728.8106 | 32.1421
|  |  |  | 352 | 0.352 | 1.6883e-06 | 6.4867e-06 | 3.9643e-05 | 0.0001524 | 0.00020022 | 200.2195 | 5743.6967 | 32.1839
|  |  |  | 353 | 0.353 | 1.6975e-06 | 6.5218e-06 | 3.9557e-05 | 0.00015193 | 0.0001997 | 199.7025 | 5758.5672 | 32.2255
|  |  |  | 354 | 0.354 | 1.7066e-06 | 6.5569e-06 | 3.9472e-05 | 0.00015145 | 0.00019919 | 199.1886 | 5773.4218 | 32.267
|  |  |  | 355 | 0.355 | 1.7158e-06 | 6.5922e-06 | 3.9386e-05 | 0.00015098 | 0.00019868 | 198.678 | 5788.2606 | 32.3085
|  |  |  | 356 | 0.356 | 1.725e-06 | 6.6275e-06 | 3.9301e-05 | 0.00015052 | 0.00019817 | 198.1705 | 5803.0834 | 32.3498
|  |  |  | 357 | 0.357 | 1.7342e-06 | 6.6628e-06 | 3.9217e-05 | 0.00015005 | 0.00019767 | 197.6662 | 5817.8901 | 32.3911
|  |  |  | 358 | 0.358 | 1.7434e-06 | 6.6983e-06 | 3.9132e-05 | 0.00014959 | 0.00019716 | 197.1649 | 5832.6806 | 32.4322
|  |  |  | 359 | 0.359 | 1.7527e-06 | 6.7339e-06 | 3.9049e-05 | 0.00014913 | 0.00019667 | 196.6668 | 5847.4549 | 32.4732
|  |  |  | 360 | 0.36 | 1.7619e-06 | 6.7695e-06 | 3.8965e-05 | 0.00014868 | 0.00019617 | 196.1717 | 5862.2129 | 32.5142
|  |  |  | 361 | 0.361 | 1.7712e-06 | 6.8052e-06 | 3.8882e-05 | 0.00014822 | 0.00019568 | 195.6796 | 5876.9545 | 32.5551
|  |  |  | 362 | 0.362 | 1.7806e-06 | 6.841e-06 | 3.8799e-05 | 0.00014777 | 0.00019519 | 195.1905 | 5891.6795 | 32.5958
|  |  |  | 363 | 0.363 | 1.7899e-06 | 6.8769e-06 | 3.8717e-05 | 0.00014732 | 0.0001947 | 194.7044 | 5906.388 | 32.6365
|  |  |  | 364 | 0.364 | 1.7993e-06 | 6.9129e-06 | 3.8635e-05 | 0.00014687 | 0.00019422 | 194.2213 | 5921.0798 | 32.677
|  |  |  | 365 | 0.365 | 1.8087e-06 | 6.949e-06 | 3.8554e-05 | 0.00014643 | 0.00019374 | 193.7412 | 5935.7549 | 32.7175
|  |  |  | 366 | 0.366 | 1.8181e-06 | 6.9851e-06 | 3.8472e-05 | 0.00014599 | 0.00019326 | 193.2639 | 5950.413 | 32.7579
|  |  |  | 367 | 0.367 | 1.8275e-06 | 7.0213e-06 | 3.8392e-05 | 0.00014555 | 0.00019279 | 192.7895 | 5965.0543 | 32.7982
|  |  |  | 368 | 0.368 | 1.8369e-06 | 7.0576e-06 | 3.8311e-05 | 0.00014511 | 0.00019232 | 192.318 | 5979.6785 | 32.8383
|  |  |  | 369 | 0.369 | 1.8464e-06 | 7.094e-06 | 3.8231e-05 | 0.00014468 | 0.00019185 | 191.8494 | 5994.2856 | 32.8784
|  |  |  | 370 | 0.37 | 1.8559e-06 | 7.1305e-06 | 3.8151e-05 | 0.00014425 | 0.00019138 | 191.3836 | 6008.8755 | 32.9184
|  |  |  | 371 | 0.371 | 1.8654e-06 | 7.1671e-06 | 3.8072e-05 | 0.00014382 | 0.00019092 | 190.9205 | 6023.4481 | 32.9583
|  |  |  | 372 | 0.372 | 1.875e-06 | 7.2037e-06 | 3.7993e-05 | 0.00014339 | 0.00019046 | 190.4603 | 6038.0034 | 32.9981
|  |  |  | 373 | 0.373 | 1.8845e-06 | 7.2404e-06 | 3.7914e-05 | 0.00014296 | 0.00019 | 190.0028 | 6052.5412 | 33.0378
|  |  |  | 374 | 0.374 | 1.8941e-06 | 7.2772e-06 | 3.7836e-05 | 0.00014254 | 0.00018955 | 189.5481 | 6067.0614 | 33.0774
|  |  |  | 375 | 0.375 | 1.9037e-06 | 7.3141e-06 | 3.7758e-05 | 0.00014212 | 0.0001891 | 189.0961 | 6081.564 | 33.1169
|  |  |  | 376 | 0.376 | 1.9133e-06 | 7.3511e-06 | 3.768e-05 | 0.0001417 | 0.00018865 | 188.6468 | 6096.0489 | 33.1563
|  |  |  | 377 | 0.377 | 1.923e-06 | 7.3882e-06 | 3.7603e-05 | 0.00014129 | 0.0001882 | 188.2001 | 6110.5159 | 33.1957
|  |  |  | 378 | 0.378 | 1.9326e-06 | 7.4253e-06 | 3.7526e-05 | 0.00014087 | 0.00018776 | 187.7562 | 6124.9651 | 33.2349
|  |  |  | 379 | 0.379 | 1.9423e-06 | 7.4625e-06 | 3.7449e-05 | 0.00014046 | 0.00018731 | 187.3148 | 6139.3963 | 33.274
|  |  |  | 380 | 0.38 | 1.952e-06 | 7.4998e-06 | 3.7373e-05 | 0.00014005 | 0.00018688 | 186.8761 | 6153.8094 | 33.313
|  |  |  | 381 | 0.381 | 1.9618e-06 | 7.5372e-06 | 3.7297e-05 | 0.00013964 | 0.00018644 | 186.44 | 6168.2044 | 33.352
|  |  |  | 382 | 0.382 | 1.9715e-06 | 7.5747e-06 | 3.7221e-05 | 0.00013924 | 0.00018601 | 186.0065 | 6182.5811 | 33.3908
|  |  |  | 383 | 0.383 | 1.9813e-06 | 7.6122e-06 | 3.7146e-05 | 0.00013884 | 0.00018558 | 185.5755 | 6196.9395 | 33.4296
|  |  |  | 384 | 0.384 | 1.9911e-06 | 7.6499e-06 | 3.707e-05 | 0.00013844 | 0.00018515 | 185.147 | 6211.2795 | 33.4682
|  |  |  | 385 | 0.385 | 2.0009e-06 | 7.6876e-06 | 3.6996e-05 | 0.00013804 | 0.00018472 | 184.7211 | 6225.601 | 33.5068
|  |  |  | 386 | 0.386 | 2.0107e-06 | 7.7254e-06 | 3.6921e-05 | 0.00013764 | 0.0001843 | 184.2977 | 6239.9039 | 33.5453
|  |  |  | 387 | 0.387 | 2.0206e-06 | 7.7632e-06 | 3.6847e-05 | 0.00013725 | 0.00018388 | 183.8768 | 6254.1881 | 33.5836
|  |  |  | 388 | 0.388 | 2.0305e-06 | 7.8012e-06 | 3.6774e-05 | 0.00013685 | 0.00018346 | 183.4583 | 6268.4536 | 33.6219
|  |  |  | 389 | 0.389 | 2.0404e-06 | 7.8392e-06 | 3.67e-05 | 0.00013646 | 0.00018304 | 183.0423 | 6282.7002 | 33.6601
|  |  |  | 390 | 0.39 | 2.0503e-06 | 7.8774e-06 | 3.6627e-05 | 0.00013607 | 0.00018263 | 182.6287 | 6296.9279 | 33.6982
|  |  |  | 391 | 0.391 | 2.0602e-06 | 7.9156e-06 | 3.6554e-05 | 0.00013569 | 0.00018222 | 182.2176 | 6311.1366 | 33.7362
|  |  |  | 392 | 0.392 | 2.0702e-06 | 7.9539e-06 | 3.6482e-05 | 0.0001353 | 0.00018181 | 181.8088 | 6325.3261 | 33.7741
|  |  |  | 393 | 0.393 | 2.0802e-06 | 7.9922e-06 | 3.6409e-05 | 0.00013492 | 0.0001814 | 181.4024 | 6339.4965 | 33.8119
|  |  |  | 394 | 0.394 | 2.0902e-06 | 8.0307e-06 | 3.6337e-05 | 0.00013454 | 0.000181 | 180.9984 | 6353.6476 | 33.8496
|  |  |  | 395 | 0.395 | 2.1002e-06 | 8.0692e-06 | 3.6266e-05 | 0.00013416 | 0.0001806 | 180.5967 | 6367.7793 | 33.8872
|  |  |  | 396 | 0.396 | 2.1103e-06 | 8.1078e-06 | 3.6194e-05 | 0.00013378 | 0.0001802 | 180.1974 | 6381.8916 | 33.9248
|  |  |  | 397 | 0.397 | 2.1203e-06 | 8.1465e-06 | 3.6123e-05 | 0.00013341 | 0.0001798 | 179.8003 | 6395.9844 | 33.9622
|  |  |  | 398 | 0.398 | 2.1304e-06 | 8.1853e-06 | 3.6053e-05 | 0.00013304 | 0.00017941 | 179.4056 | 6410.0575 | 33.9996
|  |  |  | 399 | 0.399 | 2.1405e-06 | 8.2241e-06 | 3.5982e-05 | 0.00013267 | 0.00017901 | 179.0131 | 6424.111 | 34.0368
|  |  |  | 400 | 0.4 | 2.1507e-06 | 8.2631e-06 | 3.5912e-05 | 0.0001323 | 0.00017862 | 178.6229 | 6438.1446 | 34.074
|  |  |  | 401 | 0.401 | 2.1608e-06 | 8.3021e-06 | 3.5842e-05 | 0.00013193 | 0.00017823 | 178.2349 | 6452.1584 | 34.111
|  |  |  | 402 | 0.402 | 2.171e-06 | 8.3412e-06 | 3.5773e-05 | 0.00013156 | 0.00017785 | 177.8492 | 6466.1522 | 34.148
|  |  |  | 403 | 0.403 | 2.1812e-06 | 8.3804e-06 | 3.5703e-05 | 0.0001312 | 0.00017747 | 177.4657 | 6480.126 | 34.1849
|  |  |  | 404 | 0.404 | 2.1914e-06 | 8.4196e-06 | 3.5634e-05 | 0.00013084 | 0.00017708 | 177.0844 | 6494.0797 | 34.2217
|  |  |  | 405 | 0.405 | 2.2017e-06 | 8.459e-06 | 3.5566e-05 | 0.00013048 | 0.00017671 | 176.7052 | 6508.0131 | 34.2584
|  |  |  | 406 | 0.406 | 2.2119e-06 | 8.4984e-06 | 3.5497e-05 | 0.00013012 | 0.00017633 | 176.3283 | 6521.9263 | 34.295
|  |  |  | 407 | 0.407 | 2.2222e-06 | 8.5379e-06 | 3.5429e-05 | 0.00012976 | 0.00017595 | 175.9535 | 6535.819 | 34.3315
|  |  |  | 408 | 0.408 | 2.2325e-06 | 8.5775e-06 | 3.5361e-05 | 0.00012941 | 0.00017558 | 175.5808 | 6549.6914 | 34.3679
|  |  |  | 409 | 0.409 | 2.2428e-06 | 8.6171e-06 | 3.5293e-05 | 0.00012906 | 0.00017521 | 175.2102 | 6563.5431 | 34.4042
|  |  |  | 410 | 0.41 | 2.2532e-06 | 8.6569e-06 | 3.5226e-05 | 0.00012871 | 0.00017484 | 174.8418 | 6577.3742 | 34.4404
|  |  |  | 411 | 0.411 | 2.2635e-06 | 8.6967e-06 | 3.5159e-05 | 0.00012836 | 0.00017448 | 174.4755 | 6591.1847 | 34.4766
|  |  |  | 412 | 0.412 | 2.2739e-06 | 8.7366e-06 | 3.5092e-05 | 0.00012801 | 0.00017411 | 174.1112 | 6604.9743 | 34.5126
|  |  |  | 413 | 0.413 | 2.2843e-06 | 8.7766e-06 | 3.5025e-05 | 0.00012766 | 0.00017375 | 173.749 | 6618.743 | 34.5486
|  |  |  | 414 | 0.414 | 2.2948e-06 | 8.8166e-06 | 3.4959e-05 | 0.00012732 | 0.00017339 | 173.3889 | 6632.4908 | 34.5844
|  |  |  | 415 | 0.415 | 2.3052e-06 | 8.8568e-06 | 3.4893e-05 | 0.00012698 | 0.00017303 | 173.0308 | 6646.2175 | 34.6202
|  |  |  | 416 | 0.416 | 2.3157e-06 | 8.897e-06 | 3.4827e-05 | 0.00012663 | 0.00017267 | 172.6747 | 6659.9231 | 34.6559
|  |  |  | 417 | 0.417 | 2.3262e-06 | 8.9373e-06 | 3.4762e-05 | 0.0001263 | 0.00017232 | 172.3206 | 6673.6074 | 34.6915
|  |  |  | 418 | 0.418 | 2.3367e-06 | 8.9777e-06 | 3.4697e-05 | 0.00012596 | 0.00017197 | 171.9685 | 6687.2705 | 34.727
|  |  |  | 419 | 0.419 | 2.3472e-06 | 9.0182e-06 | 3.4632e-05 | 0.00012562 | 0.00017162 | 171.6184 | 6700.9122 | 34.7624
|  |  |  | 420 | 0.42 | 2.3578e-06 | 9.0587e-06 | 3.4567e-05 | 0.00012529 | 0.00017127 | 171.2703 | 6714.5324 | 34.7977
|  |  |  | 421 | 0.421 | 2.3683e-06 | 9.0993e-06 | 3.4502e-05 | 0.00012495 | 0.00017092 | 170.9241 | 6728.1311 | 34.8329
|  |  |  | 422 | 0.422 | 2.3789e-06 | 9.14e-06 | 3.4438e-05 | 0.00012462 | 0.00017058 | 170.5799 | 6741.7082 | 34.868
|  |  |  | 423 | 0.423 | 2.3895e-06 | 9.1808e-06 | 3.4374e-05 | 0.00012429 | 0.00017024 | 170.2376 | 6755.2635 | 34.9031
|  |  |  | 424 | 0.424 | 2.4002e-06 | 9.2216e-06 | 3.431e-05 | 0.00012397 | 0.0001699 | 169.8972 | 6768.7971 | 34.938
|  |  |  | 425 | 0.425 | 2.4108e-06 | 9.2626e-06 | 3.4247e-05 | 0.00012364 | 0.00016956 | 169.5588 | 6782.3088 | 34.9729
|  |  |  | 426 | 0.426 | 2.4215e-06 | 9.3036e-06 | 3.4184e-05 | 0.00012331 | 0.00016922 | 169.2222 | 6795.7985 | 35.0076
|  |  |  | 427 | 0.427 | 2.4322e-06 | 9.3447e-06 | 3.4121e-05 | 0.00012299 | 0.00016889 | 168.8875 | 6809.2662 | 35.0423
|  |  |  | 428 | 0.428 | 2.4429e-06 | 9.3859e-06 | 3.4058e-05 | 0.00012267 | 0.00016855 | 168.5547 | 6822.7118 | 35.0769
|  |  |  | 429 | 0.429 | 2.4537e-06 | 9.4271e-06 | 3.3995e-05 | 0.00012235 | 0.00016822 | 168.2237 | 6836.1352 | 35.1114
|  |  |  | 430 | 0.43 | 2.4644e-06 | 9.4685e-06 | 3.3933e-05 | 0.00012203 | 0.00016789 | 167.8946 | 6849.5363 | 35.1458
|  |  |  | 431 | 0.431 | 2.4752e-06 | 9.5099e-06 | 3.3871e-05 | 0.00012171 | 0.00016757 | 167.5673 | 6862.915 | 35.1801
|  |  |  | 432 | 0.432 | 2.486e-06 | 9.5514e-06 | 3.3809e-05 | 0.0001214 | 0.00016724 | 167.2418 | 6876.2713 | 35.2143
|  |  |  | 433 | 0.433 | 2.4968e-06 | 9.5929e-06 | 3.3747e-05 | 0.00012108 | 0.00016692 | 166.9181 | 6889.6051 | 35.2484
|  |  |  | 434 | 0.434 | 2.5077e-06 | 9.6346e-06 | 3.3686e-05 | 0.00012077 | 0.0001666 | 166.5963 | 6902.9163 | 35.2824
|  |  |  | 435 | 0.435 | 2.5185e-06 | 9.6763e-06 | 3.3625e-05 | 0.00012046 | 0.00016628 | 166.2762 | 6916.2048 | 35.3164
|  |  |  | 436 | 0.436 | 2.5294e-06 | 9.7181e-06 | 3.3564e-05 | 0.00012015 | 0.00016596 | 165.9578 | 6929.4706 | 35.3502
|  |  |  | 437 | 0.437 | 2.5403e-06 | 9.76e-06 | 3.3503e-05 | 0.00011984 | 0.00016564 | 165.6413 | 6942.7135 | 35.384
|  |  |  | 438 | 0.438 | 2.5512e-06 | 9.8019e-06 | 3.3443e-05 | 0.00011953 | 0.00016533 | 165.3265 | 6955.9335 | 35.4177
|  |  |  | 439 | 0.439 | 2.5622e-06 | 9.844e-06 | 3.3383e-05 | 0.00011922 | 0.00016501 | 165.0134 | 6969.1305 | 35.4513
|  |  |  | 440 | 0.44 | 2.5731e-06 | 9.8861e-06 | 3.3323e-05 | 0.00011892 | 0.0001647 | 164.7021 | 6982.3045 | 35.4847
|  |  |  | 441 | 0.441 | 2.5841e-06 | 9.9283e-06 | 3.3263e-05 | 0.00011862 | 0.00016439 | 164.3924 | 6995.4552 | 35.5181
|  |  |  | 442 | 0.442 | 2.5951e-06 | 9.9705e-06 | 3.3204e-05 | 0.00011832 | 0.00016408 | 164.0845 | 7008.5828 | 35.5515
|  |  |  | 443 | 0.443 | 2.6061e-06 | 1.0013e-05 | 3.3144e-05 | 0.00011802 | 0.00016378 | 163.7783 | 7021.687 | 35.5847
|  |  |  | 444 | 0.444 | 2.6172e-06 | 1.0055e-05 | 3.3085e-05 | 0.00011772 | 0.00016347 | 163.4738 | 7034.7679 | 35.6178
|  |  |  | 445 | 0.445 | 2.6282e-06 | 1.0098e-05 | 3.3026e-05 | 0.00011742 | 0.00016317 | 163.1709 | 7047.8253 | 35.6508
|  |  |  | 446 | 0.446 | 2.6393e-06 | 1.014e-05 | 3.2968e-05 | 0.00011712 | 0.00016287 | 162.8697 | 7060.8592 | 35.6838
|  |  |  | 447 | 0.447 | 2.6504e-06 | 1.0183e-05 | 3.2909e-05 | 0.00011683 | 0.00016257 | 162.5701 | 7073.8694 | 35.7167
|  |  |  | 448 | 0.448 | 2.6615e-06 | 1.0226e-05 | 3.2851e-05 | 0.00011653 | 0.00016227 | 162.2722 | 7086.8559 | 35.7494
|  |  |  | 449 | 0.449 | 2.6727e-06 | 1.0269e-05 | 3.2793e-05 | 0.00011624 | 0.00016198 | 161.976 | 7099.8187 | 35.7821
|  |  |  | 450 | 0.45 | 2.6838e-06 | 1.0312e-05 | 3.2735e-05 | 0.00011595 | 0.00016168 | 161.6813 | 7112.7576 | 35.8147
|  |  |  | 451 | 0.451 | 2.695e-06 | 1.0354e-05 | 3.2678e-05 | 0.00011566 | 0.00016139 | 161.3883 | 7125.6726 | 35.8472
|  |  |  | 452 | 0.452 | 2.7062e-06 | 1.0398e-05 | 3.262e-05 | 0.00011537 | 0.0001611 | 161.0968 | 7138.5636 | 35.8796
|  |  |  | 453 | 0.453 | 2.7175e-06 | 1.0441e-05 | 3.2563e-05 | 0.00011509 | 0.00016081 | 160.807 | 7151.4305 | 35.9119
|  |  |  | 454 | 0.454 | 2.7287e-06 | 1.0484e-05 | 3.2506e-05 | 0.0001148 | 0.00016052 | 160.5187 | 7164.2733 | 35.9442
|  |  |  | 455 | 0.455 | 2.74e-06 | 1.0527e-05 | 3.2449e-05 | 0.00011452 | 0.00016023 | 160.232 | 7177.0918 | 35.9763
|  |  |  | 456 | 0.456 | 2.7513e-06 | 1.057e-05 | 3.2393e-05 | 0.00011423 | 0.00015995 | 159.9469 | 7189.886 | 36.0084
|  |  |  | 457 | 0.457 | 2.7626e-06 | 1.0614e-05 | 3.2336e-05 | 0.00011395 | 0.00015966 | 159.6633 | 7202.6559 | 36.0403
|  |  |  | 458 | 0.458 | 2.7739e-06 | 1.0657e-05 | 3.228e-05 | 0.00011367 | 0.00015938 | 159.3813 | 7215.4013 | 36.0722
|  |  |  | 459 | 0.459 | 2.7852e-06 | 1.0701e-05 | 3.2224e-05 | 0.00011339 | 0.0001591 | 159.1008 | 7228.1222 | 36.104
|  |  |  | 460 | 0.46 | 2.7966e-06 | 1.0745e-05 | 3.2169e-05 | 0.00011311 | 0.00015882 | 158.8218 | 7240.8185 | 36.1357
|  |  |  | 461 | 0.461 | 2.808e-06 | 1.0788e-05 | 3.2113e-05 | 0.00011283 | 0.00015854 | 158.5444 | 7253.4901 | 36.1673
|  |  |  | 462 | 0.462 | 2.8194e-06 | 1.0832e-05 | 3.2058e-05 | 0.00011256 | 0.00015827 | 158.2684 | 7266.1369 | 36.1988
|  |  |  | 463 | 0.463 | 2.8308e-06 | 1.0876e-05 | 3.2002e-05 | 0.00011228 | 0.00015799 | 157.994 | 7278.7589 | 36.2302
|  |  |  | 464 | 0.464 | 2.8422e-06 | 1.092e-05 | 3.1948e-05 | 0.00011201 | 0.00015772 | 157.721 | 7291.3561 | 36.2616
|  |  |  | 465 | 0.465 | 2.8537e-06 | 1.0964e-05 | 3.1893e-05 | 0.00011174 | 0.00015745 | 157.4495 | 7303.9283 | 36.2928
|  |  |  | 466 | 0.466 | 2.8652e-06 | 1.1008e-05 | 3.1838e-05 | 0.00011147 | 0.00015718 | 157.1795 | 7316.4754 | 36.324
|  |  |  | 467 | 0.467 | 2.8767e-06 | 1.1052e-05 | 3.1784e-05 | 0.0001112 | 0.00015691 | 156.911 | 7328.9974 | 36.355
|  |  |  | 468 | 0.468 | 2.8882e-06 | 1.1097e-05 | 3.173e-05 | 0.00011093 | 0.00015664 | 156.6439 | 7341.4943 | 36.386
|  |  |  | 469 | 0.469 | 2.8998e-06 | 1.1141e-05 | 3.1676e-05 | 0.00011066 | 0.00015638 | 156.3782 | 7353.9658 | 36.4169
|  |  |  | 470 | 0.47 | 2.9113e-06 | 1.1186e-05 | 3.1622e-05 | 0.0001104 | 0.00015611 | 156.114 | 7366.4121 | 36.4477
|  |  |  | 471 | 0.471 | 2.9229e-06 | 1.123e-05 | 3.1568e-05 | 0.00011013 | 0.00015585 | 155.8512 | 7378.833 | 36.4784
|  |  |  | 472 | 0.472 | 2.9345e-06 | 1.1275e-05 | 3.1515e-05 | 0.00010987 | 0.00015559 | 155.5898 | 7391.2284 | 36.5091
|  |  |  | 473 | 0.473 | 2.9461e-06 | 1.1319e-05 | 3.1462e-05 | 0.0001096 | 0.00015533 | 155.3299 | 7403.5982 | 36.5396
|  |  |  | 474 | 0.474 | 2.9578e-06 | 1.1364e-05 | 3.1408e-05 | 0.00010934 | 0.00015507 | 155.0713 | 7415.9425 | 36.57
|  |  |  | 475 | 0.475 | 2.9694e-06 | 1.1409e-05 | 3.1356e-05 | 0.00010908 | 0.00015481 | 154.8142 | 7428.261 | 36.6004
|  |  |  | 476 | 0.476 | 2.9811e-06 | 1.1454e-05 | 3.1303e-05 | 0.00010882 | 0.00015456 | 154.5584 | 7440.5538 | 36.6307
|  |  |  | 477 | 0.477 | 2.9928e-06 | 1.1499e-05 | 3.125e-05 | 0.00010856 | 0.0001543 | 154.304 | 7452.8208 | 36.6609
|  |  |  | 478 | 0.478 | 3.0045e-06 | 1.1544e-05 | 3.1198e-05 | 0.0001083 | 0.00015405 | 154.051 | 7465.0619 | 36.691
|  |  |  | 479 | 0.479 | 3.0163e-06 | 1.1589e-05 | 3.1146e-05 | 0.00010805 | 0.0001538 | 153.7993 | 7477.2771 | 36.721
|  |  |  | 480 | 0.48 | 3.028e-06 | 1.1634e-05 | 3.1094e-05 | 0.00010779 | 0.00015355 | 153.549 | 7489.4662 | 36.7509
|  |  |  | 481 | 0.481 | 3.0398e-06 | 1.1679e-05 | 3.1042e-05 | 0.00010754 | 0.0001533 | 153.3 | 7501.6293 | 36.7807
|  |  |  | 482 | 0.482 | 3.0516e-06 | 1.1725e-05 | 3.099e-05 | 0.00010729 | 0.00015305 | 153.0524 | 7513.7662 | 36.8104
|  |  |  | 483 | 0.483 | 3.0634e-06 | 1.177e-05 | 3.0939e-05 | 0.00010703 | 0.00015281 | 152.8061 | 7525.8768 | 36.8401
|  |  |  | 484 | 0.484 | 3.0753e-06 | 1.1815e-05 | 3.0888e-05 | 0.00010678 | 0.00015256 | 152.5611 | 7537.9612 | 36.8697
|  |  |  | 485 | 0.485 | 3.0871e-06 | 1.1861e-05 | 3.0837e-05 | 0.00010653 | 0.00015232 | 152.3175 | 7550.0192 | 36.8991
|  |  |  | 486 | 0.486 | 3.099e-06 | 1.1907e-05 | 3.0786e-05 | 0.00010628 | 0.00015208 | 152.0752 | 7562.0507 | 36.9285
|  |  |  | 487 | 0.487 | 3.1109e-06 | 1.1952e-05 | 3.0735e-05 | 0.00010604 | 0.00015183 | 151.8341 | 7574.0558 | 36.9578
|  |  |  | 488 | 0.488 | 3.1228e-06 | 1.1998e-05 | 3.0684e-05 | 0.00010579 | 0.00015159 | 151.5944 | 7586.0343 | 36.987
|  |  |  | 489 | 0.489 | 3.1348e-06 | 1.2044e-05 | 3.0634e-05 | 0.00010554 | 0.00015136 | 151.3559 | 7597.9862 | 37.0162
|  |  |  | 490 | 0.49 | 3.1467e-06 | 1.209e-05 | 3.0584e-05 | 0.0001053 | 0.00015112 | 151.1187 | 7609.9114 | 37.0452
|  |  |  | 491 | 0.491 | 3.1587e-06 | 1.2136e-05 | 3.0534e-05 | 0.00010505 | 0.00015088 | 150.8828 | 7621.8098 | 37.0742
|  |  |  | 492 | 0.492 | 3.1707e-06 | 1.2182e-05 | 3.0484e-05 | 0.00010481 | 0.00015065 | 150.6482 | 7633.6814 | 37.103
|  |  |  | 493 | 0.493 | 3.1827e-06 | 1.2228e-05 | 3.0434e-05 | 0.00010457 | 0.00015041 | 150.4148 | 7645.5262 | 37.1318
|  |  |  | 494 | 0.494 | 3.1947e-06 | 1.2274e-05 | 3.0384e-05 | 0.00010433 | 0.00015018 | 150.1826 | 7657.344 | 37.1605
|  |  |  | 495 | 0.495 | 3.2068e-06 | 1.2321e-05 | 3.0335e-05 | 0.00010409 | 0.00014995 | 149.9517 | 7669.1347 | 37.1891
|  |  |  | 496 | 0.496 | 3.2188e-06 | 1.2367e-05 | 3.0286e-05 | 0.00010385 | 0.00014972 | 149.7221 | 7680.8984 | 37.2176
|  |  |  | 497 | 0.497 | 3.2309e-06 | 1.2413e-05 | 3.0237e-05 | 0.00010361 | 0.00014949 | 149.4936 | 7692.6349 | 37.246
|  |  |  | 498 | 0.498 | 3.243e-06 | 1.246e-05 | 3.0188e-05 | 0.00010338 | 0.00014927 | 149.2664 | 7704.3443 | 37.2744
|  |  |  | 499 | 0.499 | 3.2552e-06 | 1.2507e-05 | 3.0139e-05 | 0.00010314 | 0.00014904 | 149.0404 | 7716.0264 | 37.3026
|  |  |  | 500 | 0.5 | 3.2673e-06 | 1.2553e-05 | 3.009e-05 | 0.0001029 | 0.00014882 | 148.8157 | 7727.6811 | 37.3308
|  |  |  | 501 | 0.501 | 3.2795e-06 | 1.26e-05 | 3.0042e-05 | 0.00010267 | 0.00014859 | 148.5921 | 7739.3085 | 37.3588
|  |  |  | 502 | 0.502 | 3.2917e-06 | 1.2647e-05 | 2.9994e-05 | 0.00010244 | 0.00014837 | 148.3697 | 7750.9084 | 37.3868
|  |  |  | 503 | 0.503 | 3.3039e-06 | 1.2694e-05 | 2.9946e-05 | 0.00010221 | 0.00014815 | 148.1485 | 7762.4808 | 37.4147
|  |  |  | 504 | 0.504 | 3.3161e-06 | 1.2741e-05 | 2.9898e-05 | 0.00010197 | 0.00014793 | 147.9285 | 7774.0256 | 37.4425
|  |  |  | 505 | 0.505 | 3.3283e-06 | 1.2788e-05 | 2.985e-05 | 0.00010174 | 0.00014771 | 147.7097 | 7785.5428 | 37.4703
|  |  |  | 506 | 0.506 | 3.3406e-06 | 1.2835e-05 | 2.9802e-05 | 0.00010151 | 0.00014749 | 147.492 | 7797.0323 | 37.4979
|  |  |  | 507 | 0.507 | 3.3529e-06 | 1.2882e-05 | 2.9755e-05 | 0.00010129 | 0.00014728 | 147.2755 | 7808.494 | 37.5255
|  |  |  | 508 | 0.508 | 3.3652e-06 | 1.2929e-05 | 2.9707e-05 | 0.00010106 | 0.00014706 | 147.0602 | 7819.9279 | 37.5529
|  |  |  | 509 | 0.509 | 3.3775e-06 | 1.2977e-05 | 2.966e-05 | 0.00010083 | 0.00014685 | 146.846 | 7831.334 | 37.5803
|  |  |  | 510 | 0.51 | 3.3899e-06 | 1.3024e-05 | 2.9613e-05 | 0.00010061 | 0.00014663 | 146.6329 | 7842.7121 | 37.6076
|  |  |  | 511 | 0.511 | 3.4022e-06 | 1.3072e-05 | 2.9566e-05 | 0.00010038 | 0.00014642 | 146.421 | 7854.0623 | 37.6348
|  |  |  | 512 | 0.512 | 3.4146e-06 | 1.3119e-05 | 2.9519e-05 | 0.00010016 | 0.00014621 | 146.2103 | 7865.3844 | 37.6619
|  |  |  | 513 | 0.513 | 3.427e-06 | 1.3167e-05 | 2.9473e-05 | 9.9934e-05 | 0.000146 | 146.0006 | 7876.6784 | 37.6889
|  |  |  | 514 | 0.514 | 3.4394e-06 | 1.3214e-05 | 2.9426e-05 | 9.9712e-05 | 0.00014579 | 145.7921 | 7887.9442 | 37.7159
|  |  |  | 515 | 0.515 | 3.4518e-06 | 1.3262e-05 | 2.938e-05 | 9.9491e-05 | 0.00014558 | 145.5847 | 7899.1818 | 37.7427
|  |  |  | 516 | 0.516 | 3.4643e-06 | 1.331e-05 | 2.9334e-05 | 9.927e-05 | 0.00014538 | 145.3784 | 7910.3911 | 37.7695
|  |  |  | 517 | 0.517 | 3.4768e-06 | 1.3358e-05 | 2.9288e-05 | 9.905e-05 | 0.00014517 | 145.1732 | 7921.5721 | 37.7962
|  |  |  | 518 | 0.518 | 3.4892e-06 | 1.3406e-05 | 2.9242e-05 | 9.8832e-05 | 0.00014497 | 144.9691 | 7932.7247 | 37.8228
|  |  |  | 519 | 0.519 | 3.5018e-06 | 1.3454e-05 | 2.9196e-05 | 9.8614e-05 | 0.00014477 | 144.7661 | 7943.8489 | 37.8493
|  |  |  | 520 | 0.52 | 3.5143e-06 | 1.3502e-05 | 2.9151e-05 | 9.8397e-05 | 0.00014456 | 144.5642 | 7954.9446 | 37.8757
|  |  |  | 521 | 0.521 | 3.5268e-06 | 1.355e-05 | 2.9106e-05 | 9.8181e-05 | 0.00014436 | 144.3633 | 7966.0117 | 37.9021
|  |  |  | 522 | 0.522 | 3.5394e-06 | 1.3599e-05 | 2.906e-05 | 9.7965e-05 | 0.00014416 | 144.1636 | 7977.0502 | 37.9283
|  |  |  | 523 | 0.523 | 3.552e-06 | 1.3647e-05 | 2.9015e-05 | 9.7751e-05 | 0.00014396 | 143.9649 | 7988.0601 | 37.9545
|  |  |  | 524 | 0.524 | 3.5646e-06 | 1.3695e-05 | 2.897e-05 | 9.7537e-05 | 0.00014377 | 143.7672 | 7999.0413 | 37.9805
|  |  |  | 525 | 0.525 | 3.5772e-06 | 1.3744e-05 | 2.8925e-05 | 9.7324e-05 | 0.00014357 | 143.5707 | 8009.9936 | 38.0065
|  |  |  | 526 | 0.526 | 3.5899e-06 | 1.3792e-05 | 2.8881e-05 | 9.7112e-05 | 0.00014338 | 143.3751 | 8020.9172 | 38.0324
|  |  |  | 527 | 0.527 | 3.6025e-06 | 1.3841e-05 | 2.8836e-05 | 9.6901e-05 | 0.00014318 | 143.1806 | 8031.8119 | 38.0583
|  |  |  | 528 | 0.528 | 3.6152e-06 | 1.389e-05 | 2.8792e-05 | 9.6691e-05 | 0.00014299 | 142.9872 | 8042.6777 | 38.084
|  |  |  | 529 | 0.529 | 3.6279e-06 | 1.3939e-05 | 2.8747e-05 | 9.6481e-05 | 0.00014279 | 142.7948 | 8053.5145 | 38.1097
|  |  |  | 530 | 0.53 | 3.6406e-06 | 1.3987e-05 | 2.8703e-05 | 9.6272e-05 | 0.0001426 | 142.6034 | 8064.3222 | 38.1352
|  |  |  | 531 | 0.531 | 3.6534e-06 | 1.4036e-05 | 2.8659e-05 | 9.6064e-05 | 0.00014241 | 142.4131 | 8075.1009 | 38.1607
|  |  |  | 532 | 0.532 | 3.6661e-06 | 1.4085e-05 | 2.8615e-05 | 9.5857e-05 | 0.00014222 | 142.2238 | 8085.8505 | 38.1861
|  |  |  | 533 | 0.533 | 3.6789e-06 | 1.4135e-05 | 2.8572e-05 | 9.5651e-05 | 0.00014204 | 142.0354 | 8096.5708 | 38.2114
|  |  |  | 534 | 0.534 | 3.6917e-06 | 1.4184e-05 | 2.8528e-05 | 9.5445e-05 | 0.00014185 | 141.8481 | 8107.262 | 38.2366
|  |  |  | 535 | 0.535 | 3.7045e-06 | 1.4233e-05 | 2.8484e-05 | 9.524e-05 | 0.00014166 | 141.6618 | 8117.9239 | 38.2617
|  |  |  | 536 | 0.536 | 3.7173e-06 | 1.4282e-05 | 2.8441e-05 | 9.5036e-05 | 0.00014148 | 141.4765 | 8128.5564 | 38.2868
|  |  |  | 537 | 0.537 | 3.7302e-06 | 1.4332e-05 | 2.8398e-05 | 9.4833e-05 | 0.00014129 | 141.2922 | 8139.1596 | 38.3118
|  |  |  | 538 | 0.538 | 3.743e-06 | 1.4381e-05 | 2.8355e-05 | 9.463e-05 | 0.00014111 | 141.1089 | 8149.7333 | 38.3366
|  |  |  | 539 | 0.539 | 3.7559e-06 | 1.443e-05 | 2.8312e-05 | 9.4428e-05 | 0.00014093 | 140.9266 | 8160.2776 | 38.3614
|  |  |  | 540 | 0.54 | 3.7688e-06 | 1.448e-05 | 2.8269e-05 | 9.4227e-05 | 0.00014075 | 140.7452 | 8170.7924 | 38.3861
|  |  |  | 541 | 0.541 | 3.7817e-06 | 1.453e-05 | 2.8226e-05 | 9.4027e-05 | 0.00014056 | 140.5648 | 8181.2776 | 38.4108
|  |  |  | 542 | 0.542 | 3.7947e-06 | 1.4579e-05 | 2.8184e-05 | 9.3828e-05 | 0.00014039 | 140.3854 | 8191.7332 | 38.4353
|  |  |  | 543 | 0.543 | 3.8076e-06 | 1.4629e-05 | 2.8141e-05 | 9.3629e-05 | 0.00014021 | 140.207 | 8202.1591 | 38.4597
|  |  |  | 544 | 0.544 | 3.8206e-06 | 1.4679e-05 | 2.8099e-05 | 9.3431e-05 | 0.00014003 | 140.0295 | 8212.5553 | 38.4841
|  |  |  | 545 | 0.545 | 3.8336e-06 | 1.4729e-05 | 2.8057e-05 | 9.3233e-05 | 0.00013985 | 139.853 | 8222.9218 | 38.5084
|  |  |  | 546 | 0.546 | 3.8466e-06 | 1.4779e-05 | 2.8015e-05 | 9.3037e-05 | 0.00013968 | 139.6774 | 8233.2585 | 38.5326
|  |  |  | 547 | 0.547 | 3.8597e-06 | 1.4829e-05 | 2.7973e-05 | 9.2841e-05 | 0.0001395 | 139.5027 | 8243.5653 | 38.5567
|  |  |  | 548 | 0.548 | 3.8727e-06 | 1.4879e-05 | 2.7931e-05 | 9.2646e-05 | 0.00013933 | 139.3291 | 8253.8422 | 38.5807
|  |  |  | 549 | 0.549 | 3.8858e-06 | 1.4929e-05 | 2.789e-05 | 9.2452e-05 | 0.00013916 | 139.1563 | 8264.0893 | 38.6047
|  |  |  | 550 | 0.55 | 3.8989e-06 | 1.498e-05 | 2.7848e-05 | 9.2258e-05 | 0.00013898 | 138.9845 | 8274.3063 | 38.6285
|  |  |  | 551 | 0.551 | 3.912e-06 | 1.503e-05 | 2.7807e-05 | 9.2065e-05 | 0.00013881 | 138.8136 | 8284.4934 | 38.6523
|  |  |  | 552 | 0.552 | 3.9251e-06 | 1.508e-05 | 2.7765e-05 | 9.1873e-05 | 0.00013864 | 138.6436 | 8294.6504 | 38.676
|  |  |  | 553 | 0.553 | 3.9382e-06 | 1.5131e-05 | 2.7724e-05 | 9.1681e-05 | 0.00013847 | 138.4745 | 8304.7773 | 38.6996
|  |  |  | 554 | 0.554 | 3.9514e-06 | 1.5182e-05 | 2.7683e-05 | 9.149e-05 | 0.00013831 | 138.3064 | 8314.874 | 38.7231
|  |  |  | 555 | 0.555 | 3.9646e-06 | 1.5232e-05 | 2.7642e-05 | 9.13e-05 | 0.00013814 | 138.1391 | 8324.9406 | 38.7465
|  |  |  | 556 | 0.556 | 3.9778e-06 | 1.5283e-05 | 2.7601e-05 | 9.1111e-05 | 0.00013797 | 137.9728 | 8334.9769 | 38.7699
|  |  |  | 557 | 0.557 | 3.991e-06 | 1.5334e-05 | 2.7561e-05 | 9.0922e-05 | 0.00013781 | 137.8074 | 8344.983 | 38.7931
|  |  |  | 558 | 0.558 | 4.0042e-06 | 1.5385e-05 | 2.752e-05 | 9.0734e-05 | 0.00013764 | 137.6428 | 8354.9588 | 38.8163
|  |  |  | 559 | 0.559 | 4.0175e-06 | 1.5435e-05 | 2.748e-05 | 9.0547e-05 | 0.00013748 | 137.4792 | 8364.9042 | 38.8394
|  |  |  | 560 | 0.56 | 4.0307e-06 | 1.5486e-05 | 2.7439e-05 | 9.036e-05 | 0.00013732 | 137.3164 | 8374.8193 | 38.8624
|  |  |  | 561 | 0.561 | 4.044e-06 | 1.5537e-05 | 2.7399e-05 | 9.0174e-05 | 0.00013715 | 137.1545 | 8384.7039 | 38.8854
|  |  |  | 562 | 0.562 | 4.0573e-06 | 1.5589e-05 | 2.7359e-05 | 8.9988e-05 | 0.00013699 | 136.9935 | 8394.5581 | 38.9082
|  |  |  | 563 | 0.563 | 4.0707e-06 | 1.564e-05 | 2.7319e-05 | 8.9804e-05 | 0.00013683 | 136.8334 | 8404.3818 | 38.931
|  |  |  | 564 | 0.564 | 4.084e-06 | 1.5691e-05 | 2.7279e-05 | 8.962e-05 | 0.00013667 | 136.6741 | 8414.1749 | 38.9536
|  |  |  | 565 | 0.565 | 4.0974e-06 | 1.5742e-05 | 2.724e-05 | 8.9436e-05 | 0.00013652 | 136.5157 | 8423.9375 | 38.9762
|  |  |  | 566 | 0.566 | 4.1108e-06 | 1.5794e-05 | 2.72e-05 | 8.9254e-05 | 0.00013636 | 136.3582 | 8433.6694 | 38.9987
|  |  |  | 567 | 0.567 | 4.1242e-06 | 1.5845e-05 | 2.716e-05 | 8.9072e-05 | 0.0001362 | 136.2015 | 8443.3707 | 39.0212
|  |  |  | 568 | 0.568 | 4.1376e-06 | 1.5897e-05 | 2.7121e-05 | 8.889e-05 | 0.00013605 | 136.0457 | 8453.0414 | 39.0435
|  |  |  | 569 | 0.569 | 4.151e-06 | 1.5948e-05 | 2.7082e-05 | 8.8709e-05 | 0.00013589 | 135.8907 | 8462.6813 | 39.0658
|  |  |  | 570 | 0.57 | 4.1645e-06 | 1.6e-05 | 2.7043e-05 | 8.8529e-05 | 0.00013574 | 135.7366 | 8472.2904 | 39.0879
|  |  |  | 571 | 0.571 | 4.1779e-06 | 1.6052e-05 | 2.7004e-05 | 8.835e-05 | 0.00013558 | 135.5833 | 8481.8688 | 39.11
|  |  |  | 572 | 0.572 | 4.1914e-06 | 1.6104e-05 | 2.6965e-05 | 8.8171e-05 | 0.00013543 | 135.4309 | 8491.4164 | 39.132
|  |  |  | 573 | 0.573 | 4.2049e-06 | 1.6156e-05 | 2.6926e-05 | 8.7993e-05 | 0.00013528 | 135.2793 | 8500.9331 | 39.1539
|  |  |  | 574 | 0.574 | 4.2184e-06 | 1.6208e-05 | 2.6887e-05 | 8.7815e-05 | 0.00013513 | 135.1285 | 8510.4189 | 39.1758
|  |  |  | 575 | 0.575 | 4.232e-06 | 1.626e-05 | 2.6849e-05 | 8.7638e-05 | 0.00013498 | 134.9785 | 8519.8738 | 39.1975
|  |  |  | 576 | 0.576 | 4.2455e-06 | 1.6312e-05 | 2.681e-05 | 8.7462e-05 | 0.00013483 | 134.8294 | 8529.2977 | 39.2192
|  |  |  | 577 | 0.577 | 4.2591e-06 | 1.6364e-05 | 2.6772e-05 | 8.7286e-05 | 0.00013468 | 134.6811 | 8538.6907 | 39.2408
|  |  |  | 578 | 0.578 | 4.2727e-06 | 1.6416e-05 | 2.6733e-05 | 8.7111e-05 | 0.00013453 | 134.5336 | 8548.0526 | 39.2623
|  |  |  | 579 | 0.579 | 4.2863e-06 | 1.6468e-05 | 2.6695e-05 | 8.6937e-05 | 0.00013439 | 134.3869 | 8557.3835 | 39.2837
|  |  |  | 580 | 0.58 | 4.3e-06 | 1.6521e-05 | 2.6657e-05 | 8.6763e-05 | 0.00013424 | 134.241 | 8566.6833 | 39.3051
|  |  |  | 581 | 0.581 | 4.3136e-06 | 1.6573e-05 | 2.6619e-05 | 8.659e-05 | 0.0001341 | 134.0959 | 8575.952 | 39.3263
|  |  |  | 582 | 0.582 | 4.3273e-06 | 1.6626e-05 | 2.6581e-05 | 8.6417e-05 | 0.00013395 | 133.9516 | 8585.1895 | 39.3475
|  |  |  | 583 | 0.583 | 4.341e-06 | 1.6678e-05 | 2.6544e-05 | 8.6245e-05 | 0.00013381 | 133.8081 | 8594.3959 | 39.3686
|  |  |  | 584 | 0.584 | 4.3547e-06 | 1.6731e-05 | 2.6506e-05 | 8.6074e-05 | 0.00013367 | 133.6654 | 8603.571 | 39.3896
|  |  |  | 585 | 0.585 | 4.3684e-06 | 1.6784e-05 | 2.6469e-05 | 8.5903e-05 | 0.00013352 | 133.5235 | 8612.715 | 39.4105
|  |  |  | 586 | 0.586 | 4.3821e-06 | 1.6836e-05 | 2.6431e-05 | 8.5733e-05 | 0.00013338 | 133.3824 | 8621.8277 | 39.4314
|  |  |  | 587 | 0.587 | 4.3959e-06 | 1.6889e-05 | 2.6394e-05 | 8.5563e-05 | 0.00013324 | 133.242 | 8630.9091 | 39.4521
|  |  |  | 588 | 0.588 | 4.4097e-06 | 1.6942e-05 | 2.6357e-05 | 8.5394e-05 | 0.0001331 | 133.1025 | 8639.9592 | 39.4728
|  |  |  | 589 | 0.589 | 4.4235e-06 | 1.6995e-05 | 2.632e-05 | 8.5225e-05 | 0.00013296 | 132.9637 | 8648.9779 | 39.4934
|  |  |  | 590 | 0.59 | 4.4373e-06 | 1.7048e-05 | 2.6283e-05 | 8.5058e-05 | 0.00013283 | 132.8257 | 8657.9653 | 39.5139
|  |  |  | 591 | 0.591 | 4.4511e-06 | 1.7101e-05 | 2.6246e-05 | 8.489e-05 | 0.00013269 | 132.6884 | 8666.9213 | 39.5344
|  |  |  | 592 | 0.592 | 4.4649e-06 | 1.7155e-05 | 2.6209e-05 | 8.4724e-05 | 0.00013255 | 132.5519 | 8675.8459 | 39.5547
|  |  |  | 593 | 0.593 | 4.4788e-06 | 1.7208e-05 | 2.6172e-05 | 8.4557e-05 | 0.00013242 | 132.4162 | 8684.739 | 39.575
|  |  |  | 594 | 0.594 | 4.4927e-06 | 1.7261e-05 | 2.6136e-05 | 8.4392e-05 | 0.00013228 | 132.2812 | 8693.6007 | 39.5952
|  |  |  | 595 | 0.595 | 4.5066e-06 | 1.7315e-05 | 2.6099e-05 | 8.4227e-05 | 0.00013215 | 132.147 | 8702.4309 | 39.6153
|  |  |  | 596 | 0.596 | 4.5205e-06 | 1.7368e-05 | 2.6063e-05 | 8.4062e-05 | 0.00013201 | 132.0135 | 8711.2295 | 39.6353
|  |  |  | 597 | 0.597 | 4.5344e-06 | 1.7422e-05 | 2.6026e-05 | 8.3898e-05 | 0.00013188 | 131.8808 | 8719.9966 | 39.6552
|  |  |  | 598 | 0.598 | 4.5484e-06 | 1.7475e-05 | 2.599e-05 | 8.3735e-05 | 0.00013175 | 131.7488 | 8728.7322 | 39.6751
|  |  |  | 599 | 0.599 | 4.5623e-06 | 1.7529e-05 | 2.5954e-05 | 8.3572e-05 | 0.00013162 | 131.6176 | 8737.4361 | 39.6949
|  |  |  | 600 | 0.6 | 4.5763e-06 | 1.7583e-05 | 2.5918e-05 | 8.341e-05 | 0.00013149 | 131.487 | 8746.1085 | 39.7146
|  |  |  | 601 | 0.601 | 4.5903e-06 | 1.7636e-05 | 2.5882e-05 | 8.3248e-05 | 0.00013136 | 131.3573 | 8754.7492 | 39.7342
|  |  |  | 602 | 0.602 | 4.6044e-06 | 1.769e-05 | 2.5847e-05 | 8.3087e-05 | 0.00013123 | 131.2282 | 8763.3583 | 39.7537
|  |  |  | 603 | 0.603 | 4.6184e-06 | 1.7744e-05 | 2.5811e-05 | 8.2926e-05 | 0.0001311 | 131.0999 | 8771.9357 | 39.7732
|  |  |  | 604 | 0.604 | 4.6325e-06 | 1.7798e-05 | 2.5775e-05 | 8.2766e-05 | 0.00013097 | 130.9723 | 8780.4814 | 39.7925
|  |  |  | 605 | 0.605 | 4.6465e-06 | 1.7852e-05 | 2.574e-05 | 8.2607e-05 | 0.00013085 | 130.8454 | 8788.9954 | 39.8118
|  |  |  | 606 | 0.606 | 4.6606e-06 | 1.7906e-05 | 2.5704e-05 | 8.2448e-05 | 0.00013072 | 130.7193 | 8797.4777 | 39.831
|  |  |  | 607 | 0.607 | 4.6747e-06 | 1.7961e-05 | 2.5669e-05 | 8.2289e-05 | 0.00013059 | 130.5938 | 8805.9282 | 39.8501
|  |  |  | 608 | 0.608 | 4.6889e-06 | 1.8015e-05 | 2.5634e-05 | 8.2131e-05 | 0.00013047 | 130.4691 | 8814.3469 | 39.8692
|  |  |  | 609 | 0.609 | 4.703e-06 | 1.8069e-05 | 2.5599e-05 | 8.1974e-05 | 0.00013035 | 130.3451 | 8822.7338 | 39.8881
|  |  |  | 610 | 0.61 | 4.7172e-06 | 1.8124e-05 | 2.5564e-05 | 8.1817e-05 | 0.00013022 | 130.2218 | 8831.089 | 39.907
|  |  |  | 611 | 0.611 | 4.7313e-06 | 1.8178e-05 | 2.5529e-05 | 8.1661e-05 | 0.0001301 | 130.0991 | 8839.4123 | 39.9258
|  |  |  | 612 | 0.612 | 4.7455e-06 | 1.8233e-05 | 2.5494e-05 | 8.1505e-05 | 0.00012998 | 129.9772 | 8847.7037 | 39.9446
|  |  |  | 613 | 0.613 | 4.7597e-06 | 1.8287e-05 | 2.5459e-05 | 8.135e-05 | 0.00012986 | 129.856 | 8855.9633 | 39.9632
|  |  |  | 614 | 0.614 | 4.774e-06 | 1.8342e-05 | 2.5425e-05 | 8.1195e-05 | 0.00012974 | 129.7355 | 8864.1911 | 39.9818
|  |  |  | 615 | 0.615 | 4.7882e-06 | 1.8397e-05 | 2.539e-05 | 8.1041e-05 | 0.00012962 | 129.6156 | 8872.3869 | 40.0002
|  |  |  | 616 | 0.616 | 4.8025e-06 | 1.8451e-05 | 2.5356e-05 | 8.0887e-05 | 0.0001295 | 129.4965 | 8880.5508 | 40.0186
|  |  |  | 617 | 0.617 | 4.8168e-06 | 1.8506e-05 | 2.5321e-05 | 8.0734e-05 | 0.00012938 | 129.378 | 8888.6829 | 40.0369
|  |  |  | 618 | 0.618 | 4.8311e-06 | 1.8561e-05 | 2.5287e-05 | 8.0581e-05 | 0.00012926 | 129.2602 | 8896.7829 | 40.0552
|  |  |  | 619 | 0.619 | 4.8454e-06 | 1.8616e-05 | 2.5253e-05 | 8.0429e-05 | 0.00012914 | 129.1431 | 8904.851 | 40.0733
|  |  |  | 620 | 0.62 | 4.8597e-06 | 1.8671e-05 | 2.5219e-05 | 8.0277e-05 | 0.00012903 | 129.0267 | 8912.8872 | 40.0914
|  |  |  | 621 | 0.621 | 4.8741e-06 | 1.8727e-05 | 2.5185e-05 | 8.0126e-05 | 0.00012891 | 128.9109 | 8920.8914 | 40.1094
|  |  |  | 622 | 0.622 | 4.8884e-06 | 1.8782e-05 | 2.5151e-05 | 7.9975e-05 | 0.0001288 | 128.7958 | 8928.8636 | 40.1273
|  |  |  | 623 | 0.623 | 4.9028e-06 | 1.8837e-05 | 2.5117e-05 | 7.9824e-05 | 0.00012868 | 128.6814 | 8936.8038 | 40.1452
|  |  |  | 624 | 0.624 | 4.9172e-06 | 1.8892e-05 | 2.5083e-05 | 7.9675e-05 | 0.00012857 | 128.5676 | 8944.7119 | 40.1629
|  |  |  | 625 | 0.625 | 4.9316e-06 | 1.8948e-05 | 2.505e-05 | 7.9525e-05 | 0.00012845 | 128.4545 | 8952.5881 | 40.1806
|  |  |  | 626 | 0.626 | 4.9461e-06 | 1.9003e-05 | 2.5016e-05 | 7.9377e-05 | 0.00012834 | 128.342 | 8960.4322 | 40.1982
|  |  |  | 627 | 0.627 | 4.9605e-06 | 1.9059e-05 | 2.4983e-05 | 7.9228e-05 | 0.00012823 | 128.2302 | 8968.2442 | 40.2157
|  |  |  | 628 | 0.628 | 4.975e-06 | 1.9114e-05 | 2.4949e-05 | 7.908e-05 | 0.00012812 | 128.1191 | 8976.0242 | 40.2332
|  |  |  | 629 | 0.629 | 4.9895e-06 | 1.917e-05 | 2.4916e-05 | 7.8933e-05 | 0.00012801 | 128.0086 | 8983.7722 | 40.2505
|  |  |  | 630 | 0.63 | 5.004e-06 | 1.9226e-05 | 2.4883e-05 | 7.8786e-05 | 0.0001279 | 127.8987 | 8991.488 | 40.2678
|  |  |  | 631 | 0.631 | 5.0185e-06 | 1.9282e-05 | 2.485e-05 | 7.864e-05 | 0.00012779 | 127.7895 | 8999.1718 | 40.285
|  |  |  | 632 | 0.632 | 5.0331e-06 | 1.9337e-05 | 2.4817e-05 | 7.8494e-05 | 0.00012768 | 127.681 | 9006.8235 | 40.3021
|  |  |  | 633 | 0.633 | 5.0476e-06 | 1.9393e-05 | 2.4784e-05 | 7.8348e-05 | 0.00012757 | 127.5731 | 9014.443 | 40.3192
|  |  |  | 634 | 0.634 | 5.0622e-06 | 1.9449e-05 | 2.4751e-05 | 7.8203e-05 | 0.00012747 | 127.4658 | 9022.0305 | 40.3361
|  |  |  | 635 | 0.635 | 5.0768e-06 | 1.9505e-05 | 2.4718e-05 | 7.8059e-05 | 0.00012736 | 127.3591 | 9029.5858 | 40.353
|  |  |  | 636 | 0.636 | 5.0914e-06 | 1.9561e-05 | 2.4685e-05 | 7.7915e-05 | 0.00012725 | 127.2531 | 9037.109 | 40.3698
|  |  |  | 637 | 0.637 | 5.106e-06 | 1.9618e-05 | 2.4653e-05 | 7.7771e-05 | 0.00012715 | 127.1477 | 9044.6001 | 40.3866
|  |  |  | 638 | 0.638 | 5.1207e-06 | 1.9674e-05 | 2.462e-05 | 7.7628e-05 | 0.00012704 | 127.0429 | 9052.0591 | 40.4032
|  |  |  | 639 | 0.639 | 5.1353e-06 | 1.973e-05 | 2.4588e-05 | 7.7485e-05 | 0.00012694 | 126.9388 | 9059.4859 | 40.4198
|  |  |  | 640 | 0.64 | 5.15e-06 | 1.9787e-05 | 2.4556e-05 | 7.7343e-05 | 0.00012684 | 126.8352 | 9066.8805 | 40.4363
|  |  |  | 641 | 0.641 | 5.1647e-06 | 1.9843e-05 | 2.4523e-05 | 7.7201e-05 | 0.00012673 | 126.7323 | 9074.243 | 40.4527
|  |  |  | 642 | 0.642 | 5.1794e-06 | 1.99e-05 | 2.4491e-05 | 7.706e-05 | 0.00012663 | 126.63 | 9081.5734 | 40.469
|  |  |  | 643 | 0.643 | 5.1941e-06 | 1.9956e-05 | 2.4459e-05 | 7.6919e-05 | 0.00012653 | 126.5284 | 9088.8715 | 40.4853
|  |  |  | 644 | 0.644 | 5.2089e-06 | 2.0013e-05 | 2.4427e-05 | 7.6779e-05 | 0.00012643 | 126.4273 | 9096.1376 | 40.5015
|  |  |  | 645 | 0.645 | 5.2236e-06 | 2.007e-05 | 2.4395e-05 | 7.6638e-05 | 0.00012633 | 126.3268 | 9103.3714 | 40.5176
|  |  |  | 646 | 0.646 | 5.2384e-06 | 2.0126e-05 | 2.4363e-05 | 7.6499e-05 | 0.00012623 | 126.227 | 9110.5731 | 40.5336
|  |  |  | 647 | 0.647 | 5.2532e-06 | 2.0183e-05 | 2.4332e-05 | 7.636e-05 | 0.00012613 | 126.1277 | 9117.7426 | 40.5495
|  |  |  | 648 | 0.648 | 5.268e-06 | 2.024e-05 | 2.43e-05 | 7.6221e-05 | 0.00012603 | 126.0291 | 9124.8799 | 40.5654
|  |  |  | 649 | 0.649 | 5.2828e-06 | 2.0297e-05 | 2.4268e-05 | 7.6083e-05 | 0.00012593 | 125.931 | 9131.9851 | 40.5812
|  |  |  | 650 | 0.65 | 5.2977e-06 | 2.0354e-05 | 2.4237e-05 | 7.5945e-05 | 0.00012583 | 125.8335 | 9139.0581 | 40.5969
|  |  |  | 651 | 0.651 | 5.3125e-06 | 2.0411e-05 | 2.4205e-05 | 7.5808e-05 | 0.00012574 | 125.7367 | 9146.0989 | 40.6125
|  |  |  | 652 | 0.652 | 5.3274e-06 | 2.0468e-05 | 2.4174e-05 | 7.5671e-05 | 0.00012564 | 125.6404 | 9153.1075 | 40.6281
|  |  |  | 653 | 0.653 | 5.3423e-06 | 2.0526e-05 | 2.4143e-05 | 7.5534e-05 | 0.00012554 | 125.5447 | 9160.084 | 40.6436
|  |  |  | 654 | 0.654 | 5.3572e-06 | 2.0583e-05 | 2.4111e-05 | 7.5398e-05 | 0.00012545 | 125.4496 | 9167.0282 | 40.659
|  |  |  | 655 | 0.655 | 5.3722e-06 | 2.064e-05 | 2.408e-05 | 7.5262e-05 | 0.00012536 | 125.3551 | 9173.9403 | 40.6743
|  |  |  | 656 | 0.656 | 5.3871e-06 | 2.0698e-05 | 2.4049e-05 | 7.5127e-05 | 0.00012526 | 125.2611 | 9180.8203 | 40.6896
|  |  |  | 657 | 0.657 | 5.4021e-06 | 2.0755e-05 | 2.4018e-05 | 7.4992e-05 | 0.00012517 | 125.1678 | 9187.668 | 40.7047
|  |  |  | 658 | 0.658 | 5.417e-06 | 2.0813e-05 | 2.3987e-05 | 7.4858e-05 | 0.00012507 | 125.075 | 9194.4836 | 40.7198
|  |  |  | 659 | 0.659 | 5.432e-06 | 2.087e-05 | 2.3957e-05 | 7.4724e-05 | 0.00012498 | 124.9828 | 9201.2671 | 40.7348
|  |  |  | 660 | 0.66 | 5.447e-06 | 2.0928e-05 | 2.3926e-05 | 7.459e-05 | 0.00012489 | 124.8912 | 9208.0183 | 40.7498
|  |  |  | 661 | 0.661 | 5.4621e-06 | 2.0986e-05 | 2.3895e-05 | 7.4457e-05 | 0.0001248 | 124.8001 | 9214.7374 | 40.7647
|  |  |  | 662 | 0.662 | 5.4771e-06 | 2.1043e-05 | 2.3865e-05 | 7.4324e-05 | 0.00012471 | 124.7096 | 9221.4244 | 40.7794
|  |  |  | 663 | 0.663 | 5.4922e-06 | 2.1101e-05 | 2.3834e-05 | 7.4192e-05 | 0.00012462 | 124.6197 | 9228.0792 | 40.7942
|  |  |  | 664 | 0.664 | 5.5073e-06 | 2.1159e-05 | 2.3804e-05 | 7.406e-05 | 0.00012453 | 124.5303 | 9234.7018 | 40.8088
|  |  |  | 665 | 0.665 | 5.5223e-06 | 2.1217e-05 | 2.3773e-05 | 7.3929e-05 | 0.00012444 | 124.4415 | 9241.2923 | 40.8233
|  |  |  | 666 | 0.666 | 5.5375e-06 | 2.1275e-05 | 2.3743e-05 | 7.3797e-05 | 0.00012435 | 124.3532 | 9247.8507 | 40.8378
|  |  |  | 667 | 0.667 | 5.5526e-06 | 2.1333e-05 | 2.3713e-05 | 7.3667e-05 | 0.00012427 | 124.2655 | 9254.377 | 40.8522
|  |  |  | 668 | 0.668 | 5.5677e-06 | 2.1392e-05 | 2.3683e-05 | 7.3536e-05 | 0.00012418 | 124.1784 | 9260.8711 | 40.8666
|  |  |  | 669 | 0.669 | 5.5829e-06 | 2.145e-05 | 2.3653e-05 | 7.3406e-05 | 0.00012409 | 124.0918 | 9267.3331 | 40.8808
|  |  |  | 670 | 0.67 | 5.5981e-06 | 2.1508e-05 | 2.3623e-05 | 7.3277e-05 | 0.00012401 | 124.0058 | 9273.763 | 40.895
|  |  |  | 671 | 0.671 | 5.6133e-06 | 2.1567e-05 | 2.3593e-05 | 7.3148e-05 | 0.00012392 | 123.9203 | 9280.1608 | 40.9091
|  |  |  | 672 | 0.672 | 5.6285e-06 | 2.1625e-05 | 2.3563e-05 | 7.3019e-05 | 0.00012384 | 123.8353 | 9286.5265 | 40.9231
|  |  |  | 673 | 0.673 | 5.6437e-06 | 2.1683e-05 | 2.3533e-05 | 7.2891e-05 | 0.00012375 | 123.7509 | 9292.8601 | 40.9371
|  |  |  | 674 | 0.674 | 5.6589e-06 | 2.1742e-05 | 2.3503e-05 | 7.2763e-05 | 0.00012367 | 123.6671 | 9299.1617 | 40.951
|  |  |  | 675 | 0.675 | 5.6742e-06 | 2.1801e-05 | 2.3474e-05 | 7.2635e-05 | 0.00012358 | 123.5837 | 9305.4312 | 40.9648
|  |  |  | 676 | 0.676 | 5.6895e-06 | 2.1859e-05 | 2.3444e-05 | 7.2508e-05 | 0.0001235 | 123.501 | 9311.6686 | 40.9785
|  |  |  | 677 | 0.677 | 5.7048e-06 | 2.1918e-05 | 2.3415e-05 | 7.2381e-05 | 0.00012342 | 123.4187 | 9317.874 | 40.9921
|  |  |  | 678 | 0.678 | 5.7201e-06 | 2.1977e-05 | 2.3385e-05 | 7.2255e-05 | 0.00012334 | 123.337 | 9324.0474 | 41.0057
|  |  |  | 679 | 0.679 | 5.7354e-06 | 2.2036e-05 | 2.3356e-05 | 7.2129e-05 | 0.00012326 | 123.2558 | 9330.1887 | 41.0192
|  |  |  | 680 | 0.68 | 5.7507e-06 | 2.2095e-05 | 2.3327e-05 | 7.2003e-05 | 0.00012318 | 123.1752 | 9336.298 | 41.0327
|  |  |  | 681 | 0.681 | 5.7661e-06 | 2.2154e-05 | 2.3298e-05 | 7.1878e-05 | 0.0001231 | 123.095 | 9342.3753 | 41.046
|  |  |  | 682 | 0.682 | 5.7815e-06 | 2.2213e-05 | 2.3269e-05 | 7.1753e-05 | 0.00012302 | 123.0154 | 9348.4207 | 41.0593
|  |  |  | 683 | 0.683 | 5.7968e-06 | 2.2272e-05 | 2.324e-05 | 7.1628e-05 | 0.00012294 | 122.9364 | 9354.434 | 41.0725
|  |  |  | 684 | 0.684 | 5.8123e-06 | 2.2331e-05 | 2.3211e-05 | 7.1504e-05 | 0.00012286 | 122.8578 | 9360.4154 | 41.0856
|  |  |  | 685 | 0.685 | 5.8277e-06 | 2.239e-05 | 2.3182e-05 | 7.138e-05 | 0.00012278 | 122.7798 | 9366.3648 | 41.0987
|  |  |  | 686 | 0.686 | 5.8431e-06 | 2.245e-05 | 2.3153e-05 | 7.1257e-05 | 0.0001227 | 122.7022 | 9372.2823 | 41.1117
|  |  |  | 687 | 0.687 | 5.8586e-06 | 2.2509e-05 | 2.3124e-05 | 7.1134e-05 | 0.00012263 | 122.6252 | 9378.1679 | 41.1246
|  |  |  | 688 | 0.688 | 5.874e-06 | 2.2568e-05 | 2.3095e-05 | 7.1011e-05 | 0.00012255 | 122.5487 | 9384.0216 | 41.1374
|  |  |  | 689 | 0.689 | 5.8895e-06 | 2.2628e-05 | 2.3067e-05 | 7.0889e-05 | 0.00012247 | 122.4728 | 9389.8434 | 41.1502
|  |  |  | 690 | 0.69 | 5.905e-06 | 2.2688e-05 | 2.3038e-05 | 7.0767e-05 | 0.0001224 | 122.3973 | 9395.6333 | 41.1628
|  |  |  | 691 | 0.691 | 5.9205e-06 | 2.2747e-05 | 2.301e-05 | 7.0645e-05 | 0.00012232 | 122.3223 | 9401.3913 | 41.1754
|  |  |  | 692 | 0.692 | 5.9361e-06 | 2.2807e-05 | 2.2981e-05 | 7.0524e-05 | 0.00012225 | 122.2479 | 9407.1175 | 41.188
|  |  |  | 693 | 0.693 | 5.9516e-06 | 2.2867e-05 | 2.2953e-05 | 7.0403e-05 | 0.00012217 | 122.1739 | 9412.8118 | 41.2005
|  |  |  | 694 | 0.694 | 5.9672e-06 | 2.2926e-05 | 2.2925e-05 | 7.0282e-05 | 0.0001221 | 122.1005 | 9418.4744 | 41.2128
|  |  |  | 695 | 0.695 | 5.9828e-06 | 2.2986e-05 | 2.2896e-05 | 7.0162e-05 | 0.00012203 | 122.0275 | 9424.1051 | 41.2252
|  |  |  | 696 | 0.696 | 5.9984e-06 | 2.3046e-05 | 2.2868e-05 | 7.0042e-05 | 0.00012196 | 121.955 | 9429.7041 | 41.2374
|  |  |  | 697 | 0.697 | 6.014e-06 | 2.3106e-05 | 2.284e-05 | 6.9923e-05 | 0.00012188 | 121.8831 | 9435.2713 | 41.2496
|  |  |  | 698 | 0.698 | 6.0296e-06 | 2.3166e-05 | 2.2812e-05 | 6.9804e-05 | 0.00012181 | 121.8116 | 9440.8067 | 41.2617
|  |  |  | 699 | 0.699 | 6.0453e-06 | 2.3226e-05 | 2.2784e-05 | 6.9685e-05 | 0.00012174 | 121.7407 | 9446.3105 | 41.2737
|  |  |  | 700 | 0.7 | 6.0609e-06 | 2.3287e-05 | 2.2756e-05 | 6.9566e-05 | 0.00012167 | 121.6702 | 9451.7825 | 41.2857
|  |  |  | 701 | 0.701 | 6.0766e-06 | 2.3347e-05 | 2.2729e-05 | 6.9448e-05 | 0.0001216 | 121.6002 | 9457.2229 | 41.2975
|  |  |  | 702 | 0.702 | 6.0923e-06 | 2.3407e-05 | 2.2701e-05 | 6.9331e-05 | 0.00012153 | 121.5307 | 9462.6315 | 41.3093
|  |  |  | 703 | 0.703 | 6.108e-06 | 2.3467e-05 | 2.2673e-05 | 6.9213e-05 | 0.00012146 | 121.4617 | 9468.0086 | 41.3211
|  |  |  | 704 | 0.704 | 6.1238e-06 | 2.3528e-05 | 2.2645e-05 | 6.9096e-05 | 0.00012139 | 121.3931 | 9473.354 | 41.3327
|  |  |  | 705 | 0.705 | 6.1395e-06 | 2.3588e-05 | 2.2618e-05 | 6.8979e-05 | 0.00012133 | 121.3251 | 9478.6678 | 41.3443
|  |  |  | 706 | 0.706 | 6.1553e-06 | 2.3649e-05 | 2.259e-05 | 6.8863e-05 | 0.00012126 | 121.2575 | 9483.95 | 41.3558
|  |  |  | 707 | 0.707 | 6.171e-06 | 2.371e-05 | 2.2563e-05 | 6.8747e-05 | 0.00012119 | 121.1904 | 9489.2006 | 41.3673
|  |  |  | 708 | 0.708 | 6.1868e-06 | 2.377e-05 | 2.2536e-05 | 6.8631e-05 | 0.00012112 | 121.1238 | 9494.4197 | 41.3787
|  |  |  | 709 | 0.709 | 6.2026e-06 | 2.3831e-05 | 2.2508e-05 | 6.8516e-05 | 0.00012106 | 121.0576 | 9499.6073 | 41.39
|  |  |  | 710 | 0.71 | 6.2185e-06 | 2.3892e-05 | 2.2481e-05 | 6.8401e-05 | 0.00012099 | 120.992 | 9504.7634 | 41.4012
|  |  |  | 711 | 0.711 | 6.2343e-06 | 2.3953e-05 | 2.2454e-05 | 6.8286e-05 | 0.00012093 | 120.9268 | 9509.888 | 41.4124
|  |  |  | 712 | 0.712 | 6.2501e-06 | 2.4013e-05 | 2.2427e-05 | 6.8172e-05 | 0.00012086 | 120.862 | 9514.9812 | 41.4234
|  |  |  | 713 | 0.713 | 6.266e-06 | 2.4074e-05 | 2.24e-05 | 6.8058e-05 | 0.0001208 | 120.7978 | 9520.0429 | 41.4345
|  |  |  | 714 | 0.714 | 6.2819e-06 | 2.4135e-05 | 2.2373e-05 | 6.7944e-05 | 0.00012073 | 120.734 | 9525.0733 | 41.4454
|  |  |  | 715 | 0.715 | 6.2978e-06 | 2.4197e-05 | 2.2346e-05 | 6.783e-05 | 0.00012067 | 120.6706 | 9530.0722 | 41.4563
|  |  |  | 716 | 0.716 | 6.3137e-06 | 2.4258e-05 | 2.2319e-05 | 6.7717e-05 | 0.00012061 | 120.6078 | 9535.0398 | 41.4671
|  |  |  | 717 | 0.717 | 6.3297e-06 | 2.4319e-05 | 2.2292e-05 | 6.7605e-05 | 0.00012055 | 120.5454 | 9539.9761 | 41.4778
|  |  |  | 718 | 0.718 | 6.3456e-06 | 2.438e-05 | 2.2265e-05 | 6.7492e-05 | 0.00012048 | 120.4834 | 9544.8811 | 41.4885
|  |  |  | 719 | 0.719 | 6.3616e-06 | 2.4442e-05 | 2.2239e-05 | 6.738e-05 | 0.00012042 | 120.4219 | 9549.7548 | 41.4991
|  |  |  | 720 | 0.72 | 6.3775e-06 | 2.4503e-05 | 2.2212e-05 | 6.7268e-05 | 0.00012036 | 120.3609 | 9554.5972 | 41.5096
|  |  |  | 721 | 0.721 | 6.3935e-06 | 2.4564e-05 | 2.2186e-05 | 6.7157e-05 | 0.0001203 | 120.3003 | 9559.4084 | 41.52
|  |  |  | 722 | 0.722 | 6.4096e-06 | 2.4626e-05 | 2.2159e-05 | 6.7046e-05 | 0.00012024 | 120.2402 | 9564.1884 | 41.5304
|  |  |  | 723 | 0.723 | 6.4256e-06 | 2.4688e-05 | 2.2133e-05 | 6.6935e-05 | 0.00012018 | 120.1805 | 9568.9373 | 41.5407
|  |  |  | 724 | 0.724 | 6.4416e-06 | 2.4749e-05 | 2.2106e-05 | 6.6824e-05 | 0.00012012 | 120.1213 | 9573.655 | 41.551
|  |  |  | 725 | 0.725 | 6.4577e-06 | 2.4811e-05 | 2.208e-05 | 6.6714e-05 | 0.00012006 | 120.0625 | 9578.3416 | 41.5611
|  |  |  | 726 | 0.726 | 6.4738e-06 | 2.4873e-05 | 2.2054e-05 | 6.6604e-05 | 0.00012 | 120.0042 | 9582.9971 | 41.5712
|  |  |  | 727 | 0.727 | 6.4899e-06 | 2.4934e-05 | 2.2028e-05 | 6.6494e-05 | 0.00011995 | 119.9463 | 9587.6215 | 41.5813
|  |  |  | 728 | 0.728 | 6.506e-06 | 2.4996e-05 | 2.2001e-05 | 6.6385e-05 | 0.00011989 | 119.8889 | 9592.2149 | 41.5912
|  |  |  | 729 | 0.729 | 6.5221e-06 | 2.5058e-05 | 2.1975e-05 | 6.6276e-05 | 0.00011983 | 119.8319 | 9596.7773 | 41.6011
|  |  |  | 730 | 0.73 | 6.5382e-06 | 2.512e-05 | 2.1949e-05 | 6.6167e-05 | 0.00011978 | 119.7753 | 9601.3088 | 41.6109
|  |  |  | 731 | 0.731 | 6.5544e-06 | 2.5182e-05 | 2.1923e-05 | 6.6059e-05 | 0.00011972 | 119.7192 | 9605.8093 | 41.6207
|  |  |  | 732 | 0.732 | 6.5705e-06 | 2.5244e-05 | 2.1898e-05 | 6.5951e-05 | 0.00011966 | 119.6635 | 9610.2789 | 41.6304
|  |  |  | 733 | 0.733 | 6.5867e-06 | 2.5307e-05 | 2.1872e-05 | 6.5843e-05 | 0.00011961 | 119.6083 | 9614.7176 | 41.64
|  |  |  | 734 | 0.734 | 6.6029e-06 | 2.5369e-05 | 2.1846e-05 | 6.5736e-05 | 0.00011955 | 119.5535 | 9619.1254 | 41.6495
|  |  |  | 735 | 0.735 | 6.6191e-06 | 2.5431e-05 | 2.182e-05 | 6.5629e-05 | 0.0001195 | 119.4991 | 9623.5024 | 41.659
|  |  |  | 736 | 0.736 | 6.6354e-06 | 2.5494e-05 | 2.1795e-05 | 6.5522e-05 | 0.00011945 | 119.4452 | 9627.8487 | 41.6684
|  |  |  | 737 | 0.737 | 6.6516e-06 | 2.5556e-05 | 2.1769e-05 | 6.5415e-05 | 0.00011939 | 119.3917 | 9632.1642 | 41.6777
|  |  |  | 738 | 0.738 | 6.6679e-06 | 2.5618e-05 | 2.1743e-05 | 6.5309e-05 | 0.00011934 | 119.3386 | 9636.4489 | 41.687
|  |  |  | 739 | 0.739 | 6.6842e-06 | 2.5681e-05 | 2.1718e-05 | 6.5203e-05 | 0.00011929 | 119.2859 | 9640.703 | 41.6962
|  |  |  | 740 | 0.74 | 6.7004e-06 | 2.5744e-05 | 2.1692e-05 | 6.5097e-05 | 0.00011923 | 119.2337 | 9644.9264 | 41.7053
|  |  |  | 741 | 0.741 | 6.7168e-06 | 2.5806e-05 | 2.1667e-05 | 6.4992e-05 | 0.00011918 | 119.1819 | 9649.1192 | 41.7144
|  |  |  | 742 | 0.742 | 6.7331e-06 | 2.5869e-05 | 2.1642e-05 | 6.4887e-05 | 0.00011913 | 119.1305 | 9653.2814 | 41.7234
|  |  |  | 743 | 0.743 | 6.7494e-06 | 2.5932e-05 | 2.1617e-05 | 6.4782e-05 | 0.00011908 | 119.0795 | 9657.413 | 41.7323
|  |  |  | 744 | 0.744 | 6.7658e-06 | 2.5995e-05 | 2.1591e-05 | 6.4677e-05 | 0.00011903 | 119.029 | 9661.5141 | 41.7412
|  |  |  | 745 | 0.745 | 6.7821e-06 | 2.6057e-05 | 2.1566e-05 | 6.4573e-05 | 0.00011898 | 118.9788 | 9665.5847 | 41.75
|  |  |  | 746 | 0.746 | 6.7985e-06 | 2.612e-05 | 2.1541e-05 | 6.4469e-05 | 0.00011893 | 118.9291 | 9669.6248 | 41.7587
|  |  |  | 747 | 0.747 | 6.8149e-06 | 2.6183e-05 | 2.1516e-05 | 6.4365e-05 | 0.00011888 | 118.8798 | 9673.6346 | 41.7674
|  |  |  | 748 | 0.748 | 6.8313e-06 | 2.6246e-05 | 2.1491e-05 | 6.4262e-05 | 0.00011883 | 118.8309 | 9677.6139 | 41.776
|  |  |  | 749 | 0.749 | 6.8478e-06 | 2.631e-05 | 2.1466e-05 | 6.4159e-05 | 0.00011878 | 118.7825 | 9681.5629 | 41.7845
|  |  |  | 750 | 0.75 | 6.8642e-06 | 2.6373e-05 | 2.1441e-05 | 6.4056e-05 | 0.00011873 | 118.7344 | 9685.4816 | 41.7929
|  |  |  | 751 | 0.751 | 6.8807e-06 | 2.6436e-05 | 2.1416e-05 | 6.3954e-05 | 0.00011869 | 118.6868 | 9689.37 | 41.8013
|  |  |  | 752 | 0.752 | 6.8972e-06 | 2.6499e-05 | 2.1392e-05 | 6.3851e-05 | 0.00011864 | 118.6395 | 9693.2281 | 41.8096
|  |  |  | 753 | 0.753 | 6.9136e-06 | 2.6563e-05 | 2.1367e-05 | 6.3749e-05 | 0.00011859 | 118.5927 | 9697.0561 | 41.8179
|  |  |  | 754 | 0.754 | 6.9302e-06 | 2.6626e-05 | 2.1342e-05 | 6.3648e-05 | 0.00011855 | 118.5463 | 9700.8538 | 41.8261
|  |  |  | 755 | 0.755 | 6.9467e-06 | 2.669e-05 | 2.1318e-05 | 6.3546e-05 | 0.0001185 | 118.5002 | 9704.6215 | 41.8342
|  |  |  | 756 | 0.756 | 6.9632e-06 | 2.6753e-05 | 2.1293e-05 | 6.3445e-05 | 0.00011845 | 118.4546 | 9708.359 | 41.8423
|  |  |  | 757 | 0.757 | 6.9798e-06 | 2.6817e-05 | 2.1269e-05 | 6.3344e-05 | 0.00011841 | 118.4094 | 9712.0665 | 41.8503
|  |  |  | 758 | 0.758 | 6.9963e-06 | 2.688e-05 | 2.1244e-05 | 6.3244e-05 | 0.00011836 | 118.3646 | 9715.744 | 41.8582
|  |  |  | 759 | 0.759 | 7.0129e-06 | 2.6944e-05 | 2.122e-05 | 6.3143e-05 | 0.00011832 | 118.3202 | 9719.3915 | 41.866
|  |  |  | 760 | 0.76 | 7.0295e-06 | 2.7008e-05 | 2.1196e-05 | 6.3043e-05 | 0.00011828 | 118.2761 | 9723.009 | 41.8738
|  |  |  | 761 | 0.761 | 7.0461e-06 | 2.7072e-05 | 2.1171e-05 | 6.2943e-05 | 0.00011823 | 118.2325 | 9726.5967 | 41.8815
|  |  |  | 762 | 0.762 | 7.0628e-06 | 2.7136e-05 | 2.1147e-05 | 6.2844e-05 | 0.00011819 | 118.1893 | 9730.1544 | 41.8892
|  |  |  | 763 | 0.763 | 7.0794e-06 | 2.72e-05 | 2.1123e-05 | 6.2745e-05 | 0.00011815 | 118.1464 | 9733.6824 | 41.8968
|  |  |  | 764 | 0.764 | 7.0961e-06 | 2.7264e-05 | 2.1099e-05 | 6.2646e-05 | 0.0001181 | 118.104 | 9737.1806 | 41.9043
|  |  |  | 765 | 0.765 | 7.1127e-06 | 2.7328e-05 | 2.1075e-05 | 6.2547e-05 | 0.00011806 | 118.0619 | 9740.649 | 41.9118
|  |  |  | 766 | 0.766 | 7.1294e-06 | 2.7392e-05 | 2.1051e-05 | 6.2448e-05 | 0.00011802 | 118.0203 | 9744.0877 | 41.9192
|  |  |  | 767 | 0.767 | 7.1461e-06 | 2.7456e-05 | 2.1027e-05 | 6.235e-05 | 0.00011798 | 117.979 | 9747.4967 | 41.9265
|  |  |  | 768 | 0.768 | 7.1628e-06 | 2.752e-05 | 2.1003e-05 | 6.2252e-05 | 0.00011794 | 117.9381 | 9750.8762 | 41.9338
|  |  |  | 769 | 0.769 | 7.1796e-06 | 2.7584e-05 | 2.0979e-05 | 6.2155e-05 | 0.0001179 | 117.8976 | 9754.226 | 41.941
|  |  |  | 770 | 0.77 | 7.1963e-06 | 2.7649e-05 | 2.0955e-05 | 6.2057e-05 | 0.00011786 | 117.8575 | 9757.5463 | 41.9481
|  |  |  | 771 | 0.771 | 7.2131e-06 | 2.7713e-05 | 2.0931e-05 | 6.196e-05 | 0.00011782 | 117.8178 | 9760.8371 | 41.9552
|  |  |  | 772 | 0.772 | 7.2299e-06 | 2.7778e-05 | 2.0908e-05 | 6.1863e-05 | 0.00011778 | 117.7784 | 9764.0985 | 41.9622
|  |  |  | 773 | 0.773 | 7.2467e-06 | 2.7842e-05 | 2.0884e-05 | 6.1767e-05 | 0.00011774 | 117.7394 | 9767.3304 | 41.9692
|  |  |  | 774 | 0.774 | 7.2635e-06 | 2.7907e-05 | 2.0861e-05 | 6.167e-05 | 0.0001177 | 117.7008 | 9770.533 | 41.976
|  |  |  | 775 | 0.775 | 7.2803e-06 | 2.7971e-05 | 2.0837e-05 | 6.1574e-05 | 0.00011766 | 117.6626 | 9773.7062 | 41.9828
|  |  |  | 776 | 0.776 | 7.2971e-06 | 2.8036e-05 | 2.0813e-05 | 6.1478e-05 | 0.00011762 | 117.6248 | 9776.8502 | 41.9896
|  |  |  | 777 | 0.777 | 7.314e-06 | 2.8101e-05 | 2.079e-05 | 6.1383e-05 | 0.00011759 | 117.5873 | 9779.9649 | 41.9963
|  |  |  | 778 | 0.778 | 7.3309e-06 | 2.8166e-05 | 2.0767e-05 | 6.1287e-05 | 0.00011755 | 117.5502 | 9783.0504 | 42.0029
|  |  |  | 779 | 0.779 | 7.3477e-06 | 2.8231e-05 | 2.0743e-05 | 6.1192e-05 | 0.00011751 | 117.5135 | 9786.1067 | 42.0095
|  |  |  | 780 | 0.78 | 7.3646e-06 | 2.8295e-05 | 2.072e-05 | 6.1097e-05 | 0.00011748 | 117.4772 | 9789.134 | 42.016
|  |  |  | 781 | 0.781 | 7.3815e-06 | 2.836e-05 | 2.0697e-05 | 6.1003e-05 | 0.00011744 | 117.4412 | 9792.1321 | 42.0224
|  |  |  | 782 | 0.782 | 7.3985e-06 | 2.8425e-05 | 2.0674e-05 | 6.0908e-05 | 0.00011741 | 117.4056 | 9795.1013 | 42.0288
|  |  |  | 783 | 0.783 | 7.4154e-06 | 2.8491e-05 | 2.065e-05 | 6.0814e-05 | 0.00011737 | 117.3704 | 9798.0414 | 42.0351
|  |  |  | 784 | 0.784 | 7.4324e-06 | 2.8556e-05 | 2.0627e-05 | 6.072e-05 | 0.00011734 | 117.3355 | 9800.9526 | 42.0413
|  |  |  | 785 | 0.785 | 7.4493e-06 | 2.8621e-05 | 2.0604e-05 | 6.0627e-05 | 0.0001173 | 117.301 | 9803.835 | 42.0475
|  |  |  | 786 | 0.786 | 7.4663e-06 | 2.8686e-05 | 2.0581e-05 | 6.0533e-05 | 0.00011727 | 117.2669 | 9806.6885 | 42.0536
|  |  |  | 787 | 0.787 | 7.4833e-06 | 2.8751e-05 | 2.0558e-05 | 6.044e-05 | 0.00011723 | 117.2331 | 9809.5132 | 42.0597
|  |  |  | 788 | 0.788 | 7.5004e-06 | 2.8817e-05 | 2.0535e-05 | 6.0347e-05 | 0.0001172 | 117.1997 | 9812.3091 | 42.0657
|  |  |  | 789 | 0.789 | 7.5174e-06 | 2.8882e-05 | 2.0512e-05 | 6.0255e-05 | 0.00011717 | 117.1667 | 9815.0764 | 42.0716
|  |  |  | 790 | 0.79 | 7.5344e-06 | 2.8948e-05 | 2.049e-05 | 6.0162e-05 | 0.00011713 | 117.134 | 9817.815 | 42.0775
|  |  |  | 791 | 0.791 | 7.5515e-06 | 2.9013e-05 | 2.0467e-05 | 6.007e-05 | 0.0001171 | 117.1017 | 9820.5249 | 42.0833
|  |  |  | 792 | 0.792 | 7.5686e-06 | 2.9079e-05 | 2.0444e-05 | 5.9978e-05 | 0.00011707 | 117.0697 | 9823.2063 | 42.089
|  |  |  | 793 | 0.793 | 7.5857e-06 | 2.9145e-05 | 2.0422e-05 | 5.9886e-05 | 0.00011704 | 117.0381 | 9825.8592 | 42.0947
|  |  |  | 794 | 0.794 | 7.6028e-06 | 2.921e-05 | 2.0399e-05 | 5.9795e-05 | 0.00011701 | 117.0069 | 9828.4836 | 42.1003
|  |  |  | 795 | 0.795 | 7.6199e-06 | 2.9276e-05 | 2.0376e-05 | 5.9704e-05 | 0.00011698 | 116.976 | 9831.0796 | 42.1059
|  |  |  | 796 | 0.796 | 7.637e-06 | 2.9342e-05 | 2.0354e-05 | 5.9613e-05 | 0.00011695 | 116.9454 | 9833.6472 | 42.1114
|  |  |  | 797 | 0.797 | 7.6542e-06 | 2.9408e-05 | 2.0331e-05 | 5.9522e-05 | 0.00011692 | 116.9152 | 9836.1865 | 42.1168
|  |  |  | 798 | 0.798 | 7.6713e-06 | 2.9474e-05 | 2.0309e-05 | 5.9431e-05 | 0.00011689 | 116.8854 | 9838.6975 | 42.1222
|  |  |  | 799 | 0.799 | 7.6885e-06 | 2.954e-05 | 2.0287e-05 | 5.9341e-05 | 0.00011686 | 116.8559 | 9841.1803 | 42.1275
|  |  |  | 800 | 0.8 | 7.7057e-06 | 2.9606e-05 | 2.0264e-05 | 5.9251e-05 | 0.00011683 | 116.8268 | 9843.6349 | 42.1328
|  |  |  | 801 | 0.801 | 7.7229e-06 | 2.9672e-05 | 2.0242e-05 | 5.9161e-05 | 0.0001168 | 116.798 | 9846.0613 | 42.138
|  |  |  | 802 | 0.802 | 7.7401e-06 | 2.9738e-05 | 2.022e-05 | 5.9072e-05 | 0.00011677 | 116.7695 | 9848.4597 | 42.1431
|  |  |  | 803 | 0.803 | 7.7574e-06 | 2.9804e-05 | 2.0197e-05 | 5.8982e-05 | 0.00011674 | 116.7414 | 9850.83 | 42.1482
|  |  |  | 804 | 0.804 | 7.7746e-06 | 2.9871e-05 | 2.0175e-05 | 5.8893e-05 | 0.00011671 | 116.7137 | 9853.1724 | 42.1532
|  |  |  | 805 | 0.805 | 7.7919e-06 | 2.9937e-05 | 2.0153e-05 | 5.8804e-05 | 0.00011669 | 116.6863 | 9855.4868 | 42.1581
|  |  |  | 806 | 0.806 | 7.8092e-06 | 3.0003e-05 | 2.0131e-05 | 5.8716e-05 | 0.00011666 | 116.6592 | 9857.7733 | 42.163
|  |  |  | 807 | 0.807 | 7.8265e-06 | 3.007e-05 | 2.0109e-05 | 5.8627e-05 | 0.00011663 | 116.6325 | 9860.032 | 42.1678
|  |  |  | 808 | 0.808 | 7.8438e-06 | 3.0136e-05 | 2.0087e-05 | 5.8539e-05 | 0.00011661 | 116.6061 | 9862.2629 | 42.1726
|  |  |  | 809 | 0.809 | 7.8611e-06 | 3.0203e-05 | 2.0065e-05 | 5.8451e-05 | 0.00011658 | 116.5801 | 9864.4661 | 42.1773
|  |  |  | 810 | 0.81 | 7.8784e-06 | 3.0269e-05 | 2.0043e-05 | 5.8363e-05 | 0.00011655 | 116.5544 | 9866.6416 | 42.182
|  |  |  | 811 | 0.811 | 7.8958e-06 | 3.0336e-05 | 2.0022e-05 | 5.8276e-05 | 0.00011653 | 116.529 | 9868.7894 | 42.1866
|  |  |  | 812 | 0.812 | 7.9132e-06 | 3.0403e-05 | 2e-05 | 5.8188e-05 | 0.0001165 | 116.504 | 9870.9097 | 42.1911
|  |  |  | 813 | 0.813 | 7.9305e-06 | 3.047e-05 | 1.9978e-05 | 5.8101e-05 | 0.00011648 | 116.4793 | 9873.0024 | 42.1956
|  |  |  | 814 | 0.814 | 7.9479e-06 | 3.0536e-05 | 1.9956e-05 | 5.8014e-05 | 0.00011645 | 116.4549 | 9875.0677 | 42.2
|  |  |  | 815 | 0.815 | 7.9653e-06 | 3.0603e-05 | 1.9935e-05 | 5.7928e-05 | 0.00011643 | 116.4309 | 9877.1055 | 42.2043
|  |  |  | 816 | 0.816 | 7.9828e-06 | 3.067e-05 | 1.9913e-05 | 5.7841e-05 | 0.00011641 | 116.4072 | 9879.116 | 42.2086
|  |  |  | 817 | 0.817 | 8.0002e-06 | 3.0737e-05 | 1.9891e-05 | 5.7755e-05 | 0.00011638 | 116.3838 | 9881.0991 | 42.2129
|  |  |  | 818 | 0.818 | 8.0177e-06 | 3.0804e-05 | 1.987e-05 | 5.7669e-05 | 0.00011636 | 116.3608 | 9883.0549 | 42.217
|  |  |  | 819 | 0.819 | 8.0351e-06 | 3.0871e-05 | 1.9848e-05 | 5.7583e-05 | 0.00011634 | 116.3381 | 9884.9836 | 42.2212
|  |  |  | 820 | 0.82 | 8.0526e-06 | 3.0939e-05 | 1.9827e-05 | 5.7497e-05 | 0.00011632 | 116.3157 | 9886.885 | 42.2252
|  |  |  | 821 | 0.821 | 8.0701e-06 | 3.1006e-05 | 1.9806e-05 | 5.7412e-05 | 0.00011629 | 116.2937 | 9888.7594 | 42.2292
|  |  |  | 822 | 0.822 | 8.0876e-06 | 3.1073e-05 | 1.9784e-05 | 5.7327e-05 | 0.00011627 | 116.2719 | 9890.6067 | 42.2332
|  |  |  | 823 | 0.823 | 8.1051e-06 | 3.114e-05 | 1.9763e-05 | 5.7242e-05 | 0.00011625 | 116.2505 | 9892.4269 | 42.2371
|  |  |  | 824 | 0.824 | 8.1227e-06 | 3.1208e-05 | 1.9742e-05 | 5.7157e-05 | 0.00011623 | 116.2295 | 9894.2203 | 42.2409
|  |  |  | 825 | 0.825 | 8.1402e-06 | 3.1275e-05 | 1.972e-05 | 5.7073e-05 | 0.00011621 | 116.2087 | 9895.9867 | 42.2447
|  |  |  | 826 | 0.826 | 8.1578e-06 | 3.1343e-05 | 1.9699e-05 | 5.6988e-05 | 0.00011619 | 116.1883 | 9897.7263 | 42.2484
|  |  |  | 827 | 0.827 | 8.1754e-06 | 3.141e-05 | 1.9678e-05 | 5.6904e-05 | 0.00011617 | 116.1682 | 9899.439 | 42.252
|  |  |  | 828 | 0.828 | 8.193e-06 | 3.1478e-05 | 1.9657e-05 | 5.682e-05 | 0.00011615 | 116.1484 | 9901.1251 | 42.2556
|  |  |  | 829 | 0.829 | 8.2106e-06 | 3.1546e-05 | 1.9636e-05 | 5.6737e-05 | 0.00011613 | 116.129 | 9902.7844 | 42.2592
|  |  |  | 830 | 0.83 | 8.2282e-06 | 3.1613e-05 | 1.9615e-05 | 5.6653e-05 | 0.00011611 | 116.1098 | 9904.4171 | 42.2627
|  |  |  | 831 | 0.831 | 8.2459e-06 | 3.1681e-05 | 1.9594e-05 | 5.657e-05 | 0.00011609 | 116.091 | 9906.0233 | 42.2661
|  |  |  | 832 | 0.832 | 8.2635e-06 | 3.1749e-05 | 1.9573e-05 | 5.6487e-05 | 0.00011607 | 116.0725 | 9907.6029 | 42.2694
|  |  |  | 833 | 0.833 | 8.2812e-06 | 3.1817e-05 | 1.9552e-05 | 5.6404e-05 | 0.00011605 | 116.0543 | 9909.1561 | 42.2728
|  |  |  | 834 | 0.834 | 8.2989e-06 | 3.1885e-05 | 1.9531e-05 | 5.6321e-05 | 0.00011604 | 116.0364 | 9910.6828 | 42.276
|  |  |  | 835 | 0.835 | 8.3166e-06 | 3.1953e-05 | 1.9511e-05 | 5.6239e-05 | 0.00011602 | 116.0188 | 9912.1832 | 42.2792
|  |  |  | 836 | 0.836 | 8.3343e-06 | 3.2021e-05 | 1.949e-05 | 5.6157e-05 | 0.000116 | 116.0016 | 9913.6573 | 42.2824
|  |  |  | 837 | 0.837 | 8.352e-06 | 3.2089e-05 | 1.9469e-05 | 5.6075e-05 | 0.00011598 | 115.9847 | 9915.1051 | 42.2854
|  |  |  | 838 | 0.838 | 8.3697e-06 | 3.2157e-05 | 1.9448e-05 | 5.5993e-05 | 0.00011597 | 115.968 | 9916.5267 | 42.2885
|  |  |  | 839 | 0.839 | 8.3875e-06 | 3.2225e-05 | 1.9428e-05 | 5.5911e-05 | 0.00011595 | 115.9517 | 9917.9222 | 42.2915
|  |  |  | 840 | 0.84 | 8.4052e-06 | 3.2294e-05 | 1.9407e-05 | 5.583e-05 | 0.00011594 | 115.9357 | 9919.2917 | 42.2944
|  |  |  | 841 | 0.841 | 8.423e-06 | 3.2362e-05 | 1.9387e-05 | 5.5749e-05 | 0.00011592 | 115.92 | 9920.6351 | 42.2972
|  |  |  | 842 | 0.842 | 8.4408e-06 | 3.243e-05 | 1.9366e-05 | 5.5668e-05 | 0.0001159 | 115.9046 | 9921.9525 | 42.3
|  |  |  | 843 | 0.843 | 8.4586e-06 | 3.2499e-05 | 1.9346e-05 | 5.5587e-05 | 0.00011589 | 115.8895 | 9923.244 | 42.3028
|  |  |  | 844 | 0.844 | 8.4764e-06 | 3.2567e-05 | 1.9325e-05 | 5.5506e-05 | 0.00011587 | 115.8747 | 9924.5097 | 42.3055
|  |  |  | 845 | 0.845 | 8.4943e-06 | 3.2636e-05 | 1.9305e-05 | 5.5426e-05 | 0.00011586 | 115.8603 | 9925.7495 | 42.3081
|  |  |  | 846 | 0.846 | 8.5121e-06 | 3.2704e-05 | 1.9284e-05 | 5.5345e-05 | 0.00011585 | 115.8461 | 9926.9637 | 42.3107
|  |  |  | 847 | 0.847 | 8.53e-06 | 3.2773e-05 | 1.9264e-05 | 5.5265e-05 | 0.00011583 | 115.8322 | 9928.1521 | 42.3133
|  |  |  | 848 | 0.848 | 8.5479e-06 | 3.2842e-05 | 1.9244e-05 | 5.5185e-05 | 0.00011582 | 115.8187 | 9929.3149 | 42.3157
|  |  |  | 849 | 0.849 | 8.5658e-06 | 3.291e-05 | 1.9224e-05 | 5.5106e-05 | 0.00011581 | 115.8054 | 9930.4522 | 42.3182
|  |  |  | 850 | 0.85 | 8.5837e-06 | 3.2979e-05 | 1.9203e-05 | 5.5026e-05 | 0.00011579 | 115.7924 | 9931.5639 | 42.3205
|  |  |  | 851 | 0.851 | 8.6016e-06 | 3.3048e-05 | 1.9183e-05 | 5.4947e-05 | 0.00011578 | 115.7798 | 9932.6502 | 42.3228
|  |  |  | 852 | 0.852 | 8.6195e-06 | 3.3117e-05 | 1.9163e-05 | 5.4868e-05 | 0.00011577 | 115.7674 | 9933.711 | 42.3251
|  |  |  | 853 | 0.853 | 8.6375e-06 | 3.3186e-05 | 1.9143e-05 | 5.4789e-05 | 0.00011576 | 115.7553 | 9934.7466 | 42.3273
|  |  |  | 854 | 0.854 | 8.6554e-06 | 3.3255e-05 | 1.9123e-05 | 5.471e-05 | 0.00011574 | 115.7436 | 9935.7568 | 42.3295
|  |  |  | 855 | 0.855 | 8.6734e-06 | 3.3324e-05 | 1.9103e-05 | 5.4632e-05 | 0.00011573 | 115.7321 | 9936.7419 | 42.3316
|  |  |  | 856 | 0.856 | 8.6914e-06 | 3.3393e-05 | 1.9083e-05 | 5.4553e-05 | 0.00011572 | 115.7209 | 9937.7017 | 42.3336
|  |  |  | 857 | 0.857 | 8.7094e-06 | 3.3462e-05 | 1.9063e-05 | 5.4475e-05 | 0.00011571 | 115.71 | 9938.6365 | 42.3356
|  |  |  | 858 | 0.858 | 8.7274e-06 | 3.3531e-05 | 1.9043e-05 | 5.4397e-05 | 0.0001157 | 115.6994 | 9939.5462 | 42.3375
|  |  |  | 859 | 0.859 | 8.7455e-06 | 3.3601e-05 | 1.9024e-05 | 5.432e-05 | 0.00011569 | 115.6892 | 9940.4309 | 42.3394
|  |  |  | 860 | 0.86 | 8.7635e-06 | 3.367e-05 | 1.9004e-05 | 5.4242e-05 | 0.00011568 | 115.6791 | 9941.2907 | 42.3412
|  |  |  | 861 | 0.861 | 8.7816e-06 | 3.3739e-05 | 1.8984e-05 | 5.4165e-05 | 0.00011567 | 115.6694 | 9942.1256 | 42.343
|  |  |  | 862 | 0.862 | 8.7996e-06 | 3.3809e-05 | 1.8964e-05 | 5.4087e-05 | 0.00011566 | 115.66 | 9942.9356 | 42.3448
|  |  |  | 863 | 0.863 | 8.8177e-06 | 3.3878e-05 | 1.8945e-05 | 5.401e-05 | 0.00011565 | 115.6509 | 9943.721 | 42.3464
|  |  |  | 864 | 0.864 | 8.8358e-06 | 3.3948e-05 | 1.8925e-05 | 5.3934e-05 | 0.00011564 | 115.642 | 9944.4816 | 42.348
|  |  |  | 865 | 0.865 | 8.8539e-06 | 3.4017e-05 | 1.8905e-05 | 5.3857e-05 | 0.00011563 | 115.6335 | 9945.2176 | 42.3496
|  |  |  | 866 | 0.866 | 8.8721e-06 | 3.4087e-05 | 1.8886e-05 | 5.378e-05 | 0.00011563 | 115.6252 | 9945.929 | 42.3511
|  |  |  | 867 | 0.867 | 8.8902e-06 | 3.4157e-05 | 1.8866e-05 | 5.3704e-05 | 0.00011562 | 115.6172 | 9946.6159 | 42.3526
|  |  |  | 868 | 0.868 | 8.9083e-06 | 3.4226e-05 | 1.8847e-05 | 5.3628e-05 | 0.00011561 | 115.6095 | 9947.2783 | 42.354
|  |  |  | 869 | 0.869 | 8.9265e-06 | 3.4296e-05 | 1.8827e-05 | 5.3552e-05 | 0.0001156 | 115.6021 | 9947.9163 | 42.3554
|  |  |  | 870 | 0.87 | 8.9447e-06 | 3.4366e-05 | 1.8808e-05 | 5.3476e-05 | 0.00011559 | 115.595 | 9948.53 | 42.3567
|  |  |  | 871 | 0.871 | 8.9629e-06 | 3.4436e-05 | 1.8788e-05 | 5.3401e-05 | 0.00011559 | 115.5881 | 9949.1194 | 42.3579
|  |  |  | 872 | 0.872 | 8.9811e-06 | 3.4506e-05 | 1.8769e-05 | 5.3325e-05 | 0.00011558 | 115.5816 | 9949.6846 | 42.3591
|  |  |  | 873 | 0.873 | 8.9993e-06 | 3.4576e-05 | 1.875e-05 | 5.325e-05 | 0.00011558 | 115.5753 | 9950.2256 | 42.3603
|  |  |  | 874 | 0.874 | 9.0176e-06 | 3.4646e-05 | 1.873e-05 | 5.3175e-05 | 0.00011557 | 115.5693 | 9950.7425 | 42.3614
|  |  |  | 875 | 0.875 | 9.0358e-06 | 3.4716e-05 | 1.8711e-05 | 5.31e-05 | 0.00011556 | 115.5635 | 9951.2354 | 42.3624
|  |  |  | 876 | 0.876 | 9.0541e-06 | 3.4786e-05 | 1.8692e-05 | 5.3026e-05 | 0.00011556 | 115.5581 | 9951.7043 | 42.3634
|  |  |  | 877 | 0.877 | 9.0724e-06 | 3.4857e-05 | 1.8673e-05 | 5.2951e-05 | 0.00011555 | 115.5529 | 9952.1492 | 42.3644
|  |  |  | 878 | 0.878 | 9.0906e-06 | 3.4927e-05 | 1.8654e-05 | 5.2877e-05 | 0.00011555 | 115.548 | 9952.5703 | 42.3653
|  |  |  | 879 | 0.879 | 9.1089e-06 | 3.4997e-05 | 1.8635e-05 | 5.2803e-05 | 0.00011554 | 115.5434 | 9952.9676 | 42.3661
|  |  |  | 880 | 0.88 | 9.1273e-06 | 3.5068e-05 | 1.8616e-05 | 5.2729e-05 | 0.00011554 | 115.5391 | 9953.3412 | 42.3669
|  |  |  | 881 | 0.881 | 9.1456e-06 | 3.5138e-05 | 1.8597e-05 | 5.2655e-05 | 0.00011554 | 115.535 | 9953.691 | 42.3676
|  |  |  | 882 | 0.882 | 9.1639e-06 | 3.5209e-05 | 1.8578e-05 | 5.2581e-05 | 0.00011553 | 115.5312 | 9954.0173 | 42.3683
|  |  |  | 883 | 0.883 | 9.1823e-06 | 3.5279e-05 | 1.8559e-05 | 5.2508e-05 | 0.00011553 | 115.5277 | 9954.32 | 42.369
|  |  |  | 884 | 0.884 | 9.2007e-06 | 3.535e-05 | 1.854e-05 | 5.2434e-05 | 0.00011552 | 115.5245 | 9954.5992 | 42.3696
|  |  |  | 885 | 0.885 | 9.2191e-06 | 3.542e-05 | 1.8521e-05 | 5.2361e-05 | 0.00011552 | 115.5215 | 9954.8549 | 42.3701
|  |  |  | 886 | 0.886 | 9.2375e-06 | 3.5491e-05 | 1.8502e-05 | 5.2288e-05 | 0.00011552 | 115.5188 | 9955.0873 | 42.3706
|  |  |  | 887 | 0.887 | 9.2559e-06 | 3.5562e-05 | 1.8483e-05 | 5.2216e-05 | 0.00011552 | 115.5164 | 9955.2964 | 42.3711
|  |  |  | 888 | 0.888 | 9.2743e-06 | 3.5632e-05 | 1.8464e-05 | 5.2143e-05 | 0.00011551 | 115.5142 | 9955.4822 | 42.3715
|  |  |  | 889 | 0.889 | 9.2927e-06 | 3.5703e-05 | 1.8446e-05 | 5.2071e-05 | 0.00011551 | 115.5124 | 9955.6448 | 42.3718
|  |  |  | 890 | 0.89 | 9.3112e-06 | 3.5774e-05 | 1.8427e-05 | 5.1998e-05 | 0.00011551 | 115.5107 | 9955.7843 | 42.3721
|  |  |  | 891 | 0.891 | 9.3297e-06 | 3.5845e-05 | 1.8408e-05 | 5.1926e-05 | 0.00011551 | 115.5094 | 9955.9007 | 42.3724
|  |  |  | 892 | 0.892 | 9.3481e-06 | 3.5916e-05 | 1.839e-05 | 5.1854e-05 | 0.00011551 | 115.5083 | 9955.9941 | 42.3725
|  |  |  | 893 | 0.893 | 9.3666e-06 | 3.5987e-05 | 1.8371e-05 | 5.1782e-05 | 0.00011551 | 115.5075 | 9956.0646 | 42.3727
|  |  |  | 894 | 0.894 | 9.3851e-06 | 3.6058e-05 | 1.8353e-05 | 5.1711e-05 | 0.00011551 | 115.5069 | 9956.1121 | 42.3728
|  |  |  | 895 | 0.895 | 9.4037e-06 | 3.6129e-05 | 1.8334e-05 | 5.1639e-05 | 0.00011551 | 115.5066 | 9956.1369 | 42.3729
|  |  |  | 896 | 0.896 | 9.4222e-06 | 3.6201e-05 | 1.8316e-05 | 5.1568e-05 | 0.00011551 | 115.5066 | 9956.1388 | 42.3729
|  |  |  | 897 | 0.897 | 9.4407e-06 | 3.6272e-05 | 1.8297e-05 | 5.1497e-05 | 0.00011551 | 115.5069 | 9956.1181 | 42.3728
|  |  |  | 898 | 0.898 | 9.4593e-06 | 3.6343e-05 | 1.8279e-05 | 5.1426e-05 | 0.00011551 | 115.5074 | 9956.0748 | 42.3727
|  |  |  | 899 | 0.899 | 9.4779e-06 | 3.6415e-05 | 1.826e-05 | 5.1355e-05 | 0.00011551 | 115.5081 | 9956.0088 | 42.3726
|  |  |  | 900 | 0.9 | 9.4965e-06 | 3.6486e-05 | 1.8242e-05 | 5.1285e-05 | 0.00011551 | 115.5092 | 9955.9203 | 42.3724
|  |  |  | 901 | 0.901 | 9.5151e-06 | 3.6557e-05 | 1.8224e-05 | 5.1214e-05 | 0.00011551 | 115.5104 | 9955.8094 | 42.3722
|  |  |  | 902 | 0.902 | 9.5337e-06 | 3.6629e-05 | 1.8205e-05 | 5.1144e-05 | 0.00011551 | 115.512 | 9955.6761 | 42.3719
|  |  |  | 903 | 0.903 | 9.5523e-06 | 3.6701e-05 | 1.8187e-05 | 5.1074e-05 | 0.00011551 | 115.5138 | 9955.5205 | 42.3715
|  |  |  | 904 | 0.904 | 9.5709e-06 | 3.6772e-05 | 1.8169e-05 | 5.1004e-05 | 0.00011552 | 115.5159 | 9955.3426 | 42.3712
|  |  |  | 905 | 0.905 | 9.5896e-06 | 3.6844e-05 | 1.8151e-05 | 5.0934e-05 | 0.00011552 | 115.5182 | 9955.1425 | 42.3707
|  |  |  | 906 | 0.906 | 9.6083e-06 | 3.6916e-05 | 1.8133e-05 | 5.0864e-05 | 0.00011552 | 115.5208 | 9954.9202 | 42.3703
|  |  |  | 907 | 0.907 | 9.6269e-06 | 3.6987e-05 | 1.8114e-05 | 5.0795e-05 | 0.00011552 | 115.5236 | 9954.6759 | 42.3697
|  |  |  | 908 | 0.908 | 9.6456e-06 | 3.7059e-05 | 1.8096e-05 | 5.0726e-05 | 0.00011553 | 115.5267 | 9954.4095 | 42.3692
|  |  |  | 909 | 0.909 | 9.6643e-06 | 3.7131e-05 | 1.8078e-05 | 5.0656e-05 | 0.00011553 | 115.53 | 9954.1212 | 42.3686
|  |  |  | 910 | 0.91 | 9.6831e-06 | 3.7203e-05 | 1.806e-05 | 5.0587e-05 | 0.00011553 | 115.5336 | 9953.811 | 42.3679
|  |  |  | 911 | 0.911 | 9.7018e-06 | 3.7275e-05 | 1.8042e-05 | 5.0518e-05 | 0.00011554 | 115.5375 | 9953.4789 | 42.3672
|  |  |  | 912 | 0.912 | 9.7205e-06 | 3.7347e-05 | 1.8024e-05 | 5.045e-05 | 0.00011554 | 115.5416 | 9953.1251 | 42.3664
|  |  |  | 913 | 0.913 | 9.7393e-06 | 3.7419e-05 | 1.8006e-05 | 5.0381e-05 | 0.00011555 | 115.546 | 9952.7496 | 42.3656
|  |  |  | 914 | 0.914 | 9.7581e-06 | 3.7491e-05 | 1.7989e-05 | 5.0313e-05 | 0.00011555 | 115.5506 | 9952.3524 | 42.3648
|  |  |  | 915 | 0.915 | 9.7768e-06 | 3.7563e-05 | 1.7971e-05 | 5.0245e-05 | 0.00011556 | 115.5554 | 9951.9337 | 42.3639
|  |  |  | 916 | 0.916 | 9.7956e-06 | 3.7636e-05 | 1.7953e-05 | 5.0176e-05 | 0.00011556 | 115.5605 | 9951.4934 | 42.363
|  |  |  | 917 | 0.917 | 9.8145e-06 | 3.7708e-05 | 1.7935e-05 | 5.0109e-05 | 0.00011557 | 115.5659 | 9951.0317 | 42.362
|  |  |  | 918 | 0.918 | 9.8333e-06 | 3.778e-05 | 1.7917e-05 | 5.0041e-05 | 0.00011557 | 115.5715 | 9950.5486 | 42.361
|  |  |  | 919 | 0.919 | 9.8521e-06 | 3.7852e-05 | 1.79e-05 | 4.9973e-05 | 0.00011558 | 115.5774 | 9950.0441 | 42.3599
|  |  |  | 920 | 0.92 | 9.871e-06 | 3.7925e-05 | 1.7882e-05 | 4.9906e-05 | 0.00011558 | 115.5835 | 9949.5184 | 42.3588
|  |  |  | 921 | 0.921 | 9.8898e-06 | 3.7997e-05 | 1.7864e-05 | 4.9838e-05 | 0.00011559 | 115.5898 | 9948.9714 | 42.3576
|  |  |  | 922 | 0.922 | 9.9087e-06 | 3.807e-05 | 1.7847e-05 | 4.9771e-05 | 0.0001156 | 115.5964 | 9948.4034 | 42.3564
|  |  |  | 923 | 0.923 | 9.9276e-06 | 3.8142e-05 | 1.7829e-05 | 4.9704e-05 | 0.0001156 | 115.6033 | 9947.8142 | 42.3551
|  |  |  | 924 | 0.924 | 9.9465e-06 | 3.8215e-05 | 1.7812e-05 | 4.9637e-05 | 0.00011561 | 115.6104 | 9947.204 | 42.3538
|  |  |  | 925 | 0.925 | 9.9654e-06 | 3.8288e-05 | 1.7794e-05 | 4.9571e-05 | 0.00011562 | 115.6177 | 9946.5729 | 42.3525
|  |  |  | 926 | 0.926 | 9.9843e-06 | 3.836e-05 | 1.7777e-05 | 4.9504e-05 | 0.00011563 | 115.6253 | 9945.9208 | 42.3511
|  |  |  | 927 | 0.927 | 1.0003e-05 | 3.8433e-05 | 1.7759e-05 | 4.9438e-05 | 0.00011563 | 115.6331 | 9945.248 | 42.3497
|  |  |  | 928 | 0.928 | 1.0022e-05 | 3.8506e-05 | 1.7742e-05 | 4.9371e-05 | 0.00011564 | 115.6412 | 9944.5544 | 42.3482
|  |  |  | 929 | 0.929 | 1.0041e-05 | 3.8579e-05 | 1.7724e-05 | 4.9305e-05 | 0.00011565 | 115.6495 | 9943.84 | 42.3467
|  |  |  | 930 | 0.93 | 1.006e-05 | 3.8652e-05 | 1.7707e-05 | 4.9239e-05 | 0.00011566 | 115.658 | 9943.105 | 42.3451
|  |  |  | 931 | 0.931 | 1.0079e-05 | 3.8725e-05 | 1.769e-05 | 4.9173e-05 | 0.00011567 | 115.6668 | 9942.3495 | 42.3435
|  |  |  | 932 | 0.932 | 1.0098e-05 | 3.8798e-05 | 1.7672e-05 | 4.9108e-05 | 0.00011568 | 115.6759 | 9941.5734 | 42.3419
|  |  |  | 933 | 0.933 | 1.0117e-05 | 3.8871e-05 | 1.7655e-05 | 4.9042e-05 | 0.00011569 | 115.6851 | 9940.7769 | 42.3402
|  |  |  | 934 | 0.934 | 1.0136e-05 | 3.8944e-05 | 1.7638e-05 | 4.8977e-05 | 0.00011569 | 115.6946 | 9939.96 | 42.3384
|  |  |  | 935 | 0.935 | 1.0155e-05 | 3.9017e-05 | 1.762e-05 | 4.8911e-05 | 0.0001157 | 115.7044 | 9939.1227 | 42.3366
|  |  |  | 936 | 0.936 | 1.0174e-05 | 3.909e-05 | 1.7603e-05 | 4.8846e-05 | 0.00011571 | 115.7144 | 9938.2652 | 42.3348
|  |  |  | 937 | 0.937 | 1.0193e-05 | 3.9164e-05 | 1.7586e-05 | 4.8781e-05 | 0.00011572 | 115.7246 | 9937.3875 | 42.3329
|  |  |  | 938 | 0.938 | 1.0212e-05 | 3.9237e-05 | 1.7569e-05 | 4.8717e-05 | 0.00011574 | 115.735 | 9936.4897 | 42.331
|  |  |  | 939 | 0.939 | 1.0232e-05 | 3.931e-05 | 1.7552e-05 | 4.8652e-05 | 0.00011575 | 115.7457 | 9935.5717 | 42.3291
|  |  |  | 940 | 0.94 | 1.0251e-05 | 3.9384e-05 | 1.7535e-05 | 4.8587e-05 | 0.00011576 | 115.7567 | 9934.6338 | 42.3271
|  |  |  | 941 | 0.941 | 1.027e-05 | 3.9457e-05 | 1.7518e-05 | 4.8523e-05 | 0.00011577 | 115.7678 | 9933.6759 | 42.325
|  |  |  | 942 | 0.942 | 1.0289e-05 | 3.9531e-05 | 1.7501e-05 | 4.8459e-05 | 0.00011578 | 115.7792 | 9932.6981 | 42.3229
|  |  |  | 943 | 0.943 | 1.0308e-05 | 3.9604e-05 | 1.7484e-05 | 4.8395e-05 | 0.00011579 | 115.7908 | 9931.7005 | 42.3208
|  |  |  | 944 | 0.944 | 1.0327e-05 | 3.9678e-05 | 1.7467e-05 | 4.8331e-05 | 0.0001158 | 115.8027 | 9930.6832 | 42.3187
|  |  |  | 945 | 0.945 | 1.0346e-05 | 3.9752e-05 | 1.745e-05 | 4.8267e-05 | 0.00011581 | 115.8148 | 9929.6461 | 42.3164
|  |  |  | 946 | 0.946 | 1.0366e-05 | 3.9825e-05 | 1.7433e-05 | 4.8203e-05 | 0.00011583 | 115.8271 | 9928.5894 | 42.3142
|  |  |  | 947 | 0.947 | 1.0385e-05 | 3.9899e-05 | 1.7416e-05 | 4.814e-05 | 0.00011584 | 115.8397 | 9927.5132 | 42.3119
|  |  |  | 948 | 0.948 | 1.0404e-05 | 3.9973e-05 | 1.7399e-05 | 4.8076e-05 | 0.00011585 | 115.8525 | 9926.4174 | 42.3096
|  |  |  | 949 | 0.949 | 1.0423e-05 | 4.0047e-05 | 1.7383e-05 | 4.8013e-05 | 0.00011587 | 115.8655 | 9925.3022 | 42.3072
|  |  |  | 950 | 0.95 | 1.0442e-05 | 4.0121e-05 | 1.7366e-05 | 4.795e-05 | 0.00011588 | 115.8787 | 9924.1676 | 42.3048
|  |  |  | 951 | 0.951 | 1.0462e-05 | 4.0195e-05 | 1.7349e-05 | 4.7887e-05 | 0.00011589 | 115.8922 | 9923.0136 | 42.3023
|  |  |  | 952 | 0.952 | 1.0481e-05 | 4.0269e-05 | 1.7332e-05 | 4.7824e-05 | 0.00011591 | 115.9059 | 9921.8404 | 42.2998
|  |  |  | 953 | 0.953 | 1.05e-05 | 4.0343e-05 | 1.7316e-05 | 4.7761e-05 | 0.00011592 | 115.9198 | 9920.6481 | 42.2973
|  |  |  | 954 | 0.954 | 1.052e-05 | 4.0417e-05 | 1.7299e-05 | 4.7699e-05 | 0.00011593 | 115.934 | 9919.4366 | 42.2947
|  |  |  | 955 | 0.955 | 1.0539e-05 | 4.0491e-05 | 1.7283e-05 | 4.7636e-05 | 0.00011595 | 115.9484 | 9918.206 | 42.2921
|  |  |  | 956 | 0.956 | 1.0558e-05 | 4.0565e-05 | 1.7266e-05 | 4.7574e-05 | 0.00011596 | 115.963 | 9916.9564 | 42.2894
|  |  |  | 957 | 0.957 | 1.0577e-05 | 4.0639e-05 | 1.7249e-05 | 4.7512e-05 | 0.00011598 | 115.9778 | 9915.6878 | 42.2867
|  |  |  | 958 | 0.958 | 1.0597e-05 | 4.0714e-05 | 1.7233e-05 | 4.745e-05 | 0.00011599 | 115.9929 | 9914.4004 | 42.2839
|  |  |  | 959 | 0.959 | 1.0616e-05 | 4.0788e-05 | 1.7216e-05 | 4.7388e-05 | 0.00011601 | 116.0082 | 9913.0942 | 42.2812
|  |  |  | 960 | 0.96 | 1.0636e-05 | 4.0862e-05 | 1.72e-05 | 4.7326e-05 | 0.00011602 | 116.0237 | 9911.7692 | 42.2783
|  |  |  | 961 | 0.961 | 1.0655e-05 | 4.0937e-05 | 1.7183e-05 | 4.7264e-05 | 0.00011604 | 116.0394 | 9910.4255 | 42.2755
|  |  |  | 962 | 0.962 | 1.0674e-05 | 4.1011e-05 | 1.7167e-05 | 4.7203e-05 | 0.00011606 | 116.0554 | 9909.0632 | 42.2726
|  |  |  | 963 | 0.963 | 1.0694e-05 | 4.1086e-05 | 1.7151e-05 | 4.7141e-05 | 0.00011607 | 116.0715 | 9907.6823 | 42.2696
|  |  |  | 964 | 0.964 | 1.0713e-05 | 4.116e-05 | 1.7134e-05 | 4.708e-05 | 0.00011609 | 116.0879 | 9906.283 | 42.2666
|  |  |  | 965 | 0.965 | 1.0733e-05 | 4.1235e-05 | 1.7118e-05 | 4.7019e-05 | 0.0001161 | 116.1046 | 9904.8651 | 42.2636
|  |  |  | 966 | 0.966 | 1.0752e-05 | 4.131e-05 | 1.7102e-05 | 4.6958e-05 | 0.00011612 | 116.1214 | 9903.4289 | 42.2605
|  |  |  | 967 | 0.967 | 1.0771e-05 | 4.1384e-05 | 1.7085e-05 | 4.6897e-05 | 0.00011614 | 116.1385 | 9901.9744 | 42.2574
|  |  |  | 968 | 0.968 | 1.0791e-05 | 4.1459e-05 | 1.7069e-05 | 4.6836e-05 | 0.00011616 | 116.1557 | 9900.5016 | 42.2543
|  |  |  | 969 | 0.969 | 1.081e-05 | 4.1534e-05 | 1.7053e-05 | 4.6776e-05 | 0.00011617 | 116.1732 | 9899.0107 | 42.2511
|  |  |  | 970 | 0.97 | 1.083e-05 | 4.1609e-05 | 1.7037e-05 | 4.6715e-05 | 0.00011619 | 116.1909 | 9897.5016 | 42.2479
|  |  |  | 971 | 0.971 | 1.0849e-05 | 4.1684e-05 | 1.7021e-05 | 4.6655e-05 | 0.00011621 | 116.2089 | 9895.9744 | 42.2446
|  |  |  | 972 | 0.972 | 1.0869e-05 | 4.1759e-05 | 1.7004e-05 | 4.6595e-05 | 0.00011623 | 116.227 | 9894.4292 | 42.2413
|  |  |  | 973 | 0.973 | 1.0888e-05 | 4.1834e-05 | 1.6988e-05 | 4.6535e-05 | 0.00011625 | 116.2454 | 9892.8661 | 42.238
|  |  |  | 974 | 0.974 | 1.0908e-05 | 4.1909e-05 | 1.6972e-05 | 4.6475e-05 | 0.00011626 | 116.264 | 9891.2851 | 42.2346
|  |  |  | 975 | 0.975 | 1.0927e-05 | 4.1984e-05 | 1.6956e-05 | 4.6415e-05 | 0.00011628 | 116.2828 | 9889.6863 | 42.2312
|  |  |  | 976 | 0.976 | 1.0947e-05 | 4.2059e-05 | 1.694e-05 | 4.6355e-05 | 0.0001163 | 116.3018 | 9888.0698 | 42.2278
|  |  |  | 977 | 0.977 | 1.0967e-05 | 4.2134e-05 | 1.6924e-05 | 4.6296e-05 | 0.00011632 | 116.321 | 9886.4355 | 42.2243
|  |  |  | 978 | 0.978 | 1.0986e-05 | 4.221e-05 | 1.6908e-05 | 4.6236e-05 | 0.00011634 | 116.3404 | 9884.7836 | 42.2207
|  |  |  | 979 | 0.979 | 1.1006e-05 | 4.2285e-05 | 1.6892e-05 | 4.6177e-05 | 0.00011636 | 116.3601 | 9883.1142 | 42.2172
|  |  |  | 980 | 0.98 | 1.1025e-05 | 4.236e-05 | 1.6876e-05 | 4.6118e-05 | 0.00011638 | 116.3799 | 9881.4272 | 42.2136
|  |  |  | 981 | 0.981 | 1.1045e-05 | 4.2436e-05 | 1.6861e-05 | 4.6059e-05 | 0.0001164 | 116.4 | 9879.7228 | 42.2099
|  |  |  | 982 | 0.982 | 1.1065e-05 | 4.2511e-05 | 1.6845e-05 | 4.6e-05 | 0.00011642 | 116.4203 | 9878.001 | 42.2063
|  |  |  | 983 | 0.983 | 1.1084e-05 | 4.2587e-05 | 1.6829e-05 | 4.5941e-05 | 0.00011644 | 116.4408 | 9876.2619 | 42.2025
|  |  |  | 984 | 0.984 | 1.1104e-05 | 4.2662e-05 | 1.6813e-05 | 4.5882e-05 | 0.00011646 | 116.4615 | 9874.5055 | 42.1988
|  |  |  | 985 | 0.985 | 1.1124e-05 | 4.2738e-05 | 1.6797e-05 | 4.5824e-05 | 0.00011648 | 116.4824 | 9872.732 | 42.195
|  |  |  | 986 | 0.986 | 1.1143e-05 | 4.2813e-05 | 1.6782e-05 | 4.5765e-05 | 0.0001165 | 116.5036 | 9870.9413 | 42.1912
|  |  |  | 987 | 0.987 | 1.1163e-05 | 4.2889e-05 | 1.6766e-05 | 4.5707e-05 | 0.00011652 | 116.5249 | 9869.1335 | 42.1873
|  |  |  | 988 | 0.988 | 1.1183e-05 | 4.2965e-05 | 1.675e-05 | 4.5649e-05 | 0.00011655 | 116.5465 | 9867.3087 | 42.1834
|  |  |  | 989 | 0.989 | 1.1202e-05 | 4.3041e-05 | 1.6734e-05 | 4.5591e-05 | 0.00011657 | 116.5682 | 9865.467 | 42.1795
|  |  |  | 990 | 0.99 | 1.1222e-05 | 4.3116e-05 | 1.6719e-05 | 4.5533e-05 | 0.00011659 | 116.5902 | 9863.6083 | 42.1755
|  |  |  | 991 | 0.991 | 1.1242e-05 | 4.3192e-05 | 1.6703e-05 | 4.5475e-05 | 0.00011661 | 116.6124 | 9861.7329 | 42.1715
|  |  |  | 992 | 0.992 | 1.1262e-05 | 4.3268e-05 | 1.6688e-05 | 4.5417e-05 | 0.00011663 | 116.6347 | 9859.8407 | 42.1674
|  |  |  | 993 | 0.993 | 1.1281e-05 | 4.3344e-05 | 1.6672e-05 | 4.536e-05 | 0.00011666 | 116.6573 | 9857.9318 | 42.1634
|  |  |  | 994 | 0.994 | 1.1301e-05 | 4.342e-05 | 1.6657e-05 | 4.5302e-05 | 0.00011668 | 116.6801 | 9856.0062 | 42.1592
|  |  |  | 995 | 0.995 | 1.1321e-05 | 4.3496e-05 | 1.6641e-05 | 4.5245e-05 | 0.0001167 | 116.7031 | 9854.0641 | 42.1551
|  |  |  | 996 | 0.996 | 1.1341e-05 | 4.3572e-05 | 1.6626e-05 | 4.5188e-05 | 0.00011673 | 116.7263 | 9852.1054 | 42.1509
|  |  |  | 997 | 0.997 | 1.1361e-05 | 4.3648e-05 | 1.661e-05 | 4.5131e-05 | 0.00011675 | 116.7497 | 9850.1303 | 42.1467
|  |  |  | 998 | 0.998 | 1.138e-05 | 4.3725e-05 | 1.6595e-05 | 4.5074e-05 | 0.00011677 | 116.7733 | 9848.1388 | 42.1424
|  |  |  | 999 | 0.999 | 1.14e-05 | 4.3801e-05 | 1.6579e-05 | 4.5017e-05 | 0.0001168 | 116.7971 | 9846.1309 | 42.1381
|  |  |  | 1000 | 1 | 1.142e-05 | 4.3877e-05 | 1.6564e-05 | 4.496e-05 | 0.00011682 | 116.8212 | 9844.1068 | 42.1338
|  |  |  | 1001 | 1.001 | 1.144e-05 | 4.3953e-05 | 1.6549e-05 | 4.4903e-05 | 0.00011685 | 116.8454 | 9842.0665 | 42.1294
|  |  |  | 1002 | 1.002 | 1.146e-05 | 4.403e-05 | 1.6533e-05 | 4.4847e-05 | 0.00011687 | 116.8698 | 9840.01 | 42.125
|  |  |  | 1003 | 1.003 | 1.148e-05 | 4.4106e-05 | 1.6518e-05 | 4.479e-05 | 0.00011689 | 116.8944 | 9837.9374 | 42.1206
|  |  |  | 1004 | 1.004 | 1.15e-05 | 4.4183e-05 | 1.6503e-05 | 4.4734e-05 | 0.00011692 | 116.9192 | 9835.8488 | 42.1161
|  |  |  | 1005 | 1.005 | 1.152e-05 | 4.4259e-05 | 1.6487e-05 | 4.4678e-05 | 0.00011694 | 116.9443 | 9833.7442 | 42.1116
|  |  |  | 1006 | 1.006 | 1.154e-05 | 4.4336e-05 | 1.6472e-05 | 4.4622e-05 | 0.00011697 | 116.9695 | 9831.6237 | 42.1071
|  |  |  | 1007 | 1.007 | 1.1559e-05 | 4.4412e-05 | 1.6457e-05 | 4.4566e-05 | 0.00011699 | 116.9949 | 9829.4874 | 42.1025
|  |  |  | 1008 | 1.008 | 1.1579e-05 | 4.4489e-05 | 1.6442e-05 | 4.451e-05 | 0.00011702 | 117.0205 | 9827.3353 | 42.0979
|  |  |  | 1009 | 1.009 | 1.1599e-05 | 4.4566e-05 | 1.6427e-05 | 4.4455e-05 | 0.00011705 | 117.0464 | 9825.1674 | 42.0932
|  |  |  | 1010 | 1.01 | 1.1619e-05 | 4.4642e-05 | 1.6412e-05 | 4.4399e-05 | 0.00011707 | 117.0724 | 9822.9839 | 42.0886
|  |  |  | 1011 | 1.011 | 1.1639e-05 | 4.4719e-05 | 1.6396e-05 | 4.4343e-05 | 0.0001171 | 117.0986 | 9820.7848 | 42.0838
|  |  |  | 1012 | 1.012 | 1.1659e-05 | 4.4796e-05 | 1.6381e-05 | 4.4288e-05 | 0.00011712 | 117.125 | 9818.5701 | 42.0791
|  |  |  | 1013 | 1.013 | 1.1679e-05 | 4.4873e-05 | 1.6366e-05 | 4.4233e-05 | 0.00011715 | 117.1516 | 9816.34 | 42.0743
|  |  |  | 1014 | 1.014 | 1.1699e-05 | 4.495e-05 | 1.6351e-05 | 4.4178e-05 | 0.00011718 | 117.1784 | 9814.0944 | 42.0695
|  |  |  | 1015 | 1.015 | 1.1719e-05 | 4.5027e-05 | 1.6336e-05 | 4.4123e-05 | 0.00011721 | 117.2054 | 9811.8335 | 42.0647
|  |  |  | 1016 | 1.016 | 1.1739e-05 | 4.5104e-05 | 1.6321e-05 | 4.4068e-05 | 0.00011723 | 117.2326 | 9809.5572 | 42.0598
|  |  |  | 1017 | 1.017 | 1.176e-05 | 4.5181e-05 | 1.6306e-05 | 4.4013e-05 | 0.00011726 | 117.26 | 9807.2657 | 42.0549
|  |  |  | 1018 | 1.018 | 1.178e-05 | 4.5258e-05 | 1.6291e-05 | 4.3958e-05 | 0.00011729 | 117.2876 | 9804.959 | 42.0499
|  |  |  | 1019 | 1.019 | 1.18e-05 | 4.5335e-05 | 1.6277e-05 | 4.3904e-05 | 0.00011732 | 117.3154 | 9802.6372 | 42.0449
|  |  |  | 1020 | 1.02 | 1.182e-05 | 4.5412e-05 | 1.6262e-05 | 4.3849e-05 | 0.00011734 | 117.3433 | 9800.3004 | 42.0399
|  |  |  | 1021 | 1.021 | 1.184e-05 | 4.549e-05 | 1.6247e-05 | 4.3795e-05 | 0.00011737 | 117.3715 | 9797.9485 | 42.0349
|  |  |  | 1022 | 1.022 | 1.186e-05 | 4.5567e-05 | 1.6232e-05 | 4.3741e-05 | 0.0001174 | 117.3999 | 9795.5817 | 42.0298
|  |  |  | 1023 | 1.023 | 1.188e-05 | 4.5644e-05 | 1.6217e-05 | 4.3687e-05 | 0.00011743 | 117.4284 | 9793.2 | 42.0247
|  |  |  | 1024 | 1.024 | 1.19e-05 | 4.5722e-05 | 1.6202e-05 | 4.3633e-05 | 0.00011746 | 117.4572 | 9790.8034 | 42.0196
|  |  |  | 1025 | 1.025 | 1.192e-05 | 4.5799e-05 | 1.6188e-05 | 4.3579e-05 | 0.00011749 | 117.4861 | 9788.3921 | 42.0144
|  |  |  | 1026 | 1.026 | 1.1941e-05 | 4.5877e-05 | 1.6173e-05 | 4.3525e-05 | 0.00011752 | 117.5152 | 9785.9661 | 42.0092
|  |  |  | 1027 | 1.027 | 1.1961e-05 | 4.5954e-05 | 1.6158e-05 | 4.3471e-05 | 0.00011754 | 117.5445 | 9783.5254 | 42.0039
|  |  |  | 1028 | 1.028 | 1.1981e-05 | 4.6032e-05 | 1.6144e-05 | 4.3418e-05 | 0.00011757 | 117.574 | 9781.0702 | 41.9987
|  |  |  | 1029 | 1.029 | 1.2001e-05 | 4.6109e-05 | 1.6129e-05 | 4.3364e-05 | 0.0001176 | 117.6037 | 9778.6004 | 41.9934
|  |  |  | 1030 | 1.03 | 1.2021e-05 | 4.6187e-05 | 1.6114e-05 | 4.3311e-05 | 0.00011763 | 117.6336 | 9776.1162 | 41.988
|  |  |  | 1031 | 1.031 | 1.2042e-05 | 4.6265e-05 | 1.61e-05 | 4.3258e-05 | 0.00011766 | 117.6637 | 9773.6175 | 41.9827
|  |  |  | 1032 | 1.032 | 1.2062e-05 | 4.6342e-05 | 1.6085e-05 | 4.3204e-05 | 0.00011769 | 117.694 | 9771.1045 | 41.9773
|  |  |  | 1033 | 1.033 | 1.2082e-05 | 4.642e-05 | 1.6071e-05 | 4.3151e-05 | 0.00011772 | 117.7244 | 9768.5772 | 41.9718
|  |  |  | 1034 | 1.034 | 1.2102e-05 | 4.6498e-05 | 1.6056e-05 | 4.3099e-05 | 0.00011776 | 117.755 | 9766.0356 | 41.9664
|  |  |  | 1035 | 1.035 | 1.2123e-05 | 4.6576e-05 | 1.6042e-05 | 4.3046e-05 | 0.00011779 | 117.7859 | 9763.4799 | 41.9609
|  |  |  | 1036 | 1.036 | 1.2143e-05 | 4.6654e-05 | 1.6027e-05 | 4.2993e-05 | 0.00011782 | 117.8169 | 9760.91 | 41.9554
|  |  |  | 1037 | 1.037 | 1.2163e-05 | 4.6732e-05 | 1.6013e-05 | 4.294e-05 | 0.00011785 | 117.8481 | 9758.3261 | 41.9498
|  |  |  | 1038 | 1.038 | 1.2184e-05 | 4.681e-05 | 1.5998e-05 | 4.2888e-05 | 0.00011788 | 117.8795 | 9755.7282 | 41.9442
|  |  |  | 1039 | 1.039 | 1.2204e-05 | 4.6888e-05 | 1.5984e-05 | 4.2835e-05 | 0.00011791 | 117.911 | 9753.1163 | 41.9386
|  |  |  | 1040 | 1.04 | 1.2224e-05 | 4.6966e-05 | 1.5969e-05 | 4.2783e-05 | 0.00011794 | 117.9428 | 9750.4906 | 41.933
|  |  |  | 1041 | 1.041 | 1.2245e-05 | 4.7044e-05 | 1.5955e-05 | 4.2731e-05 | 0.00011797 | 117.9747 | 9747.851 | 41.9273
|  |  |  | 1042 | 1.042 | 1.2265e-05 | 4.7122e-05 | 1.5941e-05 | 4.2679e-05 | 0.00011801 | 118.0068 | 9745.1977 | 41.9216
|  |  |  | 1043 | 1.043 | 1.2285e-05 | 4.7201e-05 | 1.5926e-05 | 4.2627e-05 | 0.00011804 | 118.0391 | 9742.5306 | 41.9158
|  |  |  | 1044 | 1.044 | 1.2306e-05 | 4.7279e-05 | 1.5912e-05 | 4.2575e-05 | 0.00011807 | 118.0716 | 9739.8499 | 41.9101
|  |  |  | 1045 | 1.045 | 1.2326e-05 | 4.7357e-05 | 1.5898e-05 | 4.2523e-05 | 0.0001181 | 118.1043 | 9737.1556 | 41.9043
|  |  |  | 1046 | 1.046 | 1.2346e-05 | 4.7436e-05 | 1.5883e-05 | 4.2472e-05 | 0.00011814 | 118.1372 | 9734.4478 | 41.8984
|  |  |  | 1047 | 1.047 | 1.2367e-05 | 4.7514e-05 | 1.5869e-05 | 4.242e-05 | 0.00011817 | 118.1702 | 9731.7264 | 41.8926
|  |  |  | 1048 | 1.048 | 1.2387e-05 | 4.7593e-05 | 1.5855e-05 | 4.2369e-05 | 0.0001182 | 118.2034 | 9728.9917 | 41.8867
|  |  |  | 1049 | 1.049 | 1.2408e-05 | 4.7671e-05 | 1.5841e-05 | 4.2317e-05 | 0.00011824 | 118.2368 | 9726.2436 | 41.8808
|  |  |  | 1050 | 1.05 | 1.2428e-05 | 4.775e-05 | 1.5827e-05 | 4.2266e-05 | 0.00011827 | 118.2704 | 9723.4821 | 41.8748
|  |  |  | 1051 | 1.051 | 1.2449e-05 | 4.7828e-05 | 1.5813e-05 | 4.2215e-05 | 0.0001183 | 118.3041 | 9720.7074 | 41.8689
|  |  |  | 1052 | 1.052 | 1.2469e-05 | 4.7907e-05 | 1.5798e-05 | 4.2164e-05 | 0.00011834 | 118.3381 | 9717.9196 | 41.8629
|  |  |  | 1053 | 1.053 | 1.249e-05 | 4.7986e-05 | 1.5784e-05 | 4.2113e-05 | 0.00011837 | 118.3722 | 9715.1185 | 41.8568
|  |  |  | 1054 | 1.054 | 1.251e-05 | 4.8064e-05 | 1.577e-05 | 4.2062e-05 | 0.00011841 | 118.4065 | 9712.3045 | 41.8508
|  |  |  | 1055 | 1.055 | 1.2531e-05 | 4.8143e-05 | 1.5756e-05 | 4.2011e-05 | 0.00011844 | 118.441 | 9709.4773 | 41.8447
|  |  |  | 1056 | 1.056 | 1.2551e-05 | 4.8222e-05 | 1.5742e-05 | 4.1961e-05 | 0.00011848 | 118.4756 | 9706.6372 | 41.8386
|  |  |  | 1057 | 1.057 | 1.2572e-05 | 4.8301e-05 | 1.5728e-05 | 4.191e-05 | 0.00011851 | 118.5105 | 9703.7842 | 41.8324
|  |  |  | 1058 | 1.058 | 1.2592e-05 | 4.838e-05 | 1.5714e-05 | 4.186e-05 | 0.00011855 | 118.5455 | 9700.9184 | 41.8262
|  |  |  | 1059 | 1.059 | 1.2613e-05 | 4.8459e-05 | 1.57e-05 | 4.1809e-05 | 0.00011858 | 118.5807 | 9698.0397 | 41.82
|  |  |  | 1060 | 1.06 | 1.2633e-05 | 4.8538e-05 | 1.5686e-05 | 4.1759e-05 | 0.00011862 | 118.616 | 9695.1483 | 41.8138
|  |  |  | 1061 | 1.061 | 1.2654e-05 | 4.8617e-05 | 1.5672e-05 | 4.1709e-05 | 0.00011865 | 118.6516 | 9692.2442 | 41.8075
|  |  |  | 1062 | 1.062 | 1.2674e-05 | 4.8696e-05 | 1.5659e-05 | 4.1659e-05 | 0.00011869 | 118.6873 | 9689.3275 | 41.8012
|  |  |  | 1063 | 1.063 | 1.2695e-05 | 4.8775e-05 | 1.5645e-05 | 4.1609e-05 | 0.00011872 | 118.7232 | 9686.3982 | 41.7949
|  |  |  | 1064 | 1.064 | 1.2716e-05 | 4.8854e-05 | 1.5631e-05 | 4.1559e-05 | 0.00011876 | 118.7592 | 9683.4564 | 41.7886
|  |  |  | 1065 | 1.065 | 1.2736e-05 | 4.8933e-05 | 1.5617e-05 | 4.1509e-05 | 0.0001188 | 118.7955 | 9680.5022 | 41.7822
|  |  |  | 1066 | 1.066 | 1.2757e-05 | 4.9012e-05 | 1.5603e-05 | 4.1459e-05 | 0.00011883 | 118.8319 | 9677.5355 | 41.7758
|  |  |  | 1067 | 1.067 | 1.2777e-05 | 4.9092e-05 | 1.5589e-05 | 4.141e-05 | 0.00011887 | 118.8685 | 9674.5565 | 41.7694
|  |  |  | 1068 | 1.068 | 1.2798e-05 | 4.9171e-05 | 1.5576e-05 | 4.136e-05 | 0.00011891 | 118.9053 | 9671.5652 | 41.7629
|  |  |  | 1069 | 1.069 | 1.2819e-05 | 4.9251e-05 | 1.5562e-05 | 4.1311e-05 | 0.00011894 | 118.9422 | 9668.5616 | 41.7564
|  |  |  | 1070 | 1.07 | 1.2839e-05 | 4.933e-05 | 1.5548e-05 | 4.1262e-05 | 0.00011898 | 118.9793 | 9665.5459 | 41.7499
|  |  |  | 1071 | 1.071 | 1.286e-05 | 4.9409e-05 | 1.5534e-05 | 4.1213e-05 | 0.00011902 | 119.0166 | 9662.518 | 41.7434
|  |  |  | 1072 | 1.072 | 1.2881e-05 | 4.9489e-05 | 1.5521e-05 | 4.1164e-05 | 0.00011905 | 119.0541 | 9659.478 | 41.7368
|  |  |  | 1073 | 1.073 | 1.2902e-05 | 4.9569e-05 | 1.5507e-05 | 4.1115e-05 | 0.00011909 | 119.0917 | 9656.4261 | 41.7302
|  |  |  | 1074 | 1.074 | 1.2922e-05 | 4.9648e-05 | 1.5494e-05 | 4.1066e-05 | 0.00011913 | 119.1295 | 9653.3622 | 41.7236
|  |  |  | 1075 | 1.075 | 1.2943e-05 | 4.9728e-05 | 1.548e-05 | 4.1017e-05 | 0.00011917 | 119.1674 | 9650.2863 | 41.7169
|  |  |  | 1076 | 1.076 | 1.2964e-05 | 4.9807e-05 | 1.5466e-05 | 4.0968e-05 | 0.00011921 | 119.2056 | 9647.1986 | 41.7103
|  |  |  | 1077 | 1.077 | 1.2984e-05 | 4.9887e-05 | 1.5453e-05 | 4.092e-05 | 0.00011924 | 119.2439 | 9644.0991 | 41.7036
|  |  |  | 1078 | 1.078 | 1.3005e-05 | 4.9967e-05 | 1.5439e-05 | 4.0871e-05 | 0.00011928 | 119.2824 | 9640.9879 | 41.6968
|  |  |  | 1079 | 1.079 | 1.3026e-05 | 5.0047e-05 | 1.5426e-05 | 4.0823e-05 | 0.00011932 | 119.321 | 9637.865 | 41.6901
|  |  |  | 1080 | 1.08 | 1.3047e-05 | 5.0127e-05 | 1.5412e-05 | 4.0774e-05 | 0.00011936 | 119.3599 | 9634.7304 | 41.6833
|  |  |  | 1081 | 1.081 | 1.3068e-05 | 5.0207e-05 | 1.5399e-05 | 4.0726e-05 | 0.0001194 | 119.3988 | 9631.5843 | 41.6765
|  |  |  | 1082 | 1.082 | 1.3088e-05 | 5.0287e-05 | 1.5385e-05 | 4.0678e-05 | 0.00011944 | 119.438 | 9628.4266 | 41.6697
|  |  |  | 1083 | 1.083 | 1.3109e-05 | 5.0366e-05 | 1.5372e-05 | 4.063e-05 | 0.00011948 | 119.4773 | 9625.2574 | 41.6628
|  |  |  | 1084 | 1.084 | 1.313e-05 | 5.0447e-05 | 1.5358e-05 | 4.0582e-05 | 0.00011952 | 119.5168 | 9622.0769 | 41.6559
|  |  |  | 1085 | 1.085 | 1.3151e-05 | 5.0527e-05 | 1.5345e-05 | 4.0534e-05 | 0.00011956 | 119.5565 | 9618.8849 | 41.649
|  |  |  | 1086 | 1.086 | 1.3172e-05 | 5.0607e-05 | 1.5332e-05 | 4.0486e-05 | 0.0001196 | 119.5963 | 9615.6817 | 41.6421
|  |  |  | 1087 | 1.087 | 1.3193e-05 | 5.0687e-05 | 1.5318e-05 | 4.0439e-05 | 0.00011964 | 119.6363 | 9612.4672 | 41.6351
|  |  |  | 1088 | 1.088 | 1.3213e-05 | 5.0767e-05 | 1.5305e-05 | 4.0391e-05 | 0.00011968 | 119.6765 | 9609.2414 | 41.6281
|  |  |  | 1089 | 1.089 | 1.3234e-05 | 5.0847e-05 | 1.5292e-05 | 4.0343e-05 | 0.00011972 | 119.7168 | 9606.0046 | 41.6211
|  |  |  | 1090 | 1.09 | 1.3255e-05 | 5.0928e-05 | 1.5278e-05 | 4.0296e-05 | 0.00011976 | 119.7573 | 9602.7566 | 41.6141
|  |  |  | 1091 | 1.091 | 1.3276e-05 | 5.1008e-05 | 1.5265e-05 | 4.0249e-05 | 0.0001198 | 119.7979 | 9599.4976 | 41.607
|  |  |  | 1092 | 1.092 | 1.3297e-05 | 5.1088e-05 | 1.5252e-05 | 4.0202e-05 | 0.00011984 | 119.8388 | 9596.2276 | 41.5999
|  |  |  | 1093 | 1.093 | 1.3318e-05 | 5.1169e-05 | 1.5239e-05 | 4.0154e-05 | 0.00011988 | 119.8797 | 9592.9466 | 41.5928
|  |  |  | 1094 | 1.094 | 1.3339e-05 | 5.1249e-05 | 1.5225e-05 | 4.0107e-05 | 0.00011992 | 119.9209 | 9589.6548 | 41.5857
|  |  |  | 1095 | 1.095 | 1.336e-05 | 5.133e-05 | 1.5212e-05 | 4.006e-05 | 0.00011996 | 119.9622 | 9586.3521 | 41.5785
|  |  |  | 1096 | 1.096 | 1.3381e-05 | 5.141e-05 | 1.5199e-05 | 4.0014e-05 | 0.00012 | 120.0037 | 9583.0386 | 41.5713
|  |  |  | 1097 | 1.097 | 1.3402e-05 | 5.1491e-05 | 1.5186e-05 | 3.9967e-05 | 0.00012005 | 120.0453 | 9579.7144 | 41.5641
|  |  |  | 1098 | 1.098 | 1.3423e-05 | 5.1572e-05 | 1.5173e-05 | 3.992e-05 | 0.00012009 | 120.0871 | 9576.3796 | 41.5569
|  |  |  | 1099 | 1.099 | 1.3444e-05 | 5.1652e-05 | 1.516e-05 | 3.9873e-05 | 0.00012013 | 120.1291 | 9573.0341 | 41.5496
|  |  |  | 1100 | 1.1 | 1.3465e-05 | 5.1733e-05 | 1.5146e-05 | 3.9827e-05 | 0.00012017 | 120.1712 | 9569.678 | 41.5423
|  |  |  | 1101 | 1.101 | 1.3486e-05 | 5.1814e-05 | 1.5133e-05 | 3.9781e-05 | 0.00012021 | 120.2135 | 9566.3114 | 41.535
|  |  |  | 1102 | 1.102 | 1.3507e-05 | 5.1894e-05 | 1.512e-05 | 3.9734e-05 | 0.00012026 | 120.256 | 9562.9344 | 41.5277
|  |  |  | 1103 | 1.103 | 1.3528e-05 | 5.1975e-05 | 1.5107e-05 | 3.9688e-05 | 0.0001203 | 120.2986 | 9559.5469 | 41.5203
|  |  |  | 1104 | 1.104 | 1.3549e-05 | 5.2056e-05 | 1.5094e-05 | 3.9642e-05 | 0.00012034 | 120.3414 | 9556.1491 | 41.513
|  |  |  | 1105 | 1.105 | 1.357e-05 | 5.2137e-05 | 1.5081e-05 | 3.9596e-05 | 0.00012038 | 120.3843 | 9552.7409 | 41.5056
|  |  |  | 1106 | 1.106 | 1.3591e-05 | 5.2218e-05 | 1.5068e-05 | 3.955e-05 | 0.00012043 | 120.4274 | 9549.3225 | 41.4981
|  |  |  | 1107 | 1.107 | 1.3612e-05 | 5.2299e-05 | 1.5055e-05 | 3.9504e-05 | 0.00012047 | 120.4706 | 9545.8938 | 41.4907
|  |  |  | 1108 | 1.108 | 1.3633e-05 | 5.238e-05 | 1.5042e-05 | 3.9458e-05 | 0.00012051 | 120.5141 | 9542.455 | 41.4832
|  |  |  | 1109 | 1.109 | 1.3654e-05 | 5.2461e-05 | 1.503e-05 | 3.9412e-05 | 0.00012056 | 120.5576 | 9539.0061 | 41.4757
|  |  |  | 1110 | 1.11 | 1.3676e-05 | 5.2542e-05 | 1.5017e-05 | 3.9367e-05 | 0.0001206 | 120.6014 | 9535.5472 | 41.4682
|  |  |  | 1111 | 1.111 | 1.3697e-05 | 5.2624e-05 | 1.5004e-05 | 3.9321e-05 | 0.00012065 | 120.6453 | 9532.0782 | 41.4606
|  |  |  | 1112 | 1.112 | 1.3718e-05 | 5.2705e-05 | 1.4991e-05 | 3.9276e-05 | 0.00012069 | 120.6893 | 9528.5993 | 41.4531
|  |  |  | 1113 | 1.113 | 1.3739e-05 | 5.2786e-05 | 1.4978e-05 | 3.923e-05 | 0.00012073 | 120.7335 | 9525.1104 | 41.4455
|  |  |  | 1114 | 1.114 | 1.376e-05 | 5.2867e-05 | 1.4965e-05 | 3.9185e-05 | 0.00012078 | 120.7779 | 9521.6117 | 41.4379
|  |  |  | 1115 | 1.115 | 1.3781e-05 | 5.2949e-05 | 1.4953e-05 | 3.914e-05 | 0.00012082 | 120.8224 | 9518.1032 | 41.4302
|  |  |  | 1116 | 1.116 | 1.3802e-05 | 5.303e-05 | 1.494e-05 | 3.9095e-05 | 0.00012087 | 120.8671 | 9514.585 | 41.4226
|  |  |  | 1117 | 1.117 | 1.3824e-05 | 5.3112e-05 | 1.4927e-05 | 3.905e-05 | 0.00012091 | 120.9119 | 9511.057 | 41.4149
|  |  |  | 1118 | 1.118 | 1.3845e-05 | 5.3193e-05 | 1.4914e-05 | 3.9005e-05 | 0.00012096 | 120.9569 | 9507.5194 | 41.4072
|  |  |  | 1119 | 1.119 | 1.3866e-05 | 5.3275e-05 | 1.4902e-05 | 3.896e-05 | 0.000121 | 121.002 | 9503.9722 | 41.3995
|  |  |  | 1120 | 1.12 | 1.3887e-05 | 5.3356e-05 | 1.4889e-05 | 3.8915e-05 | 0.00012105 | 121.0473 | 9500.4154 | 41.3917
|  |  |  | 1121 | 1.121 | 1.3909e-05 | 5.3438e-05 | 1.4876e-05 | 3.887e-05 | 0.00012109 | 121.0928 | 9496.8491 | 41.384
|  |  |  | 1122 | 1.122 | 1.393e-05 | 5.3519e-05 | 1.4864e-05 | 3.8826e-05 | 0.00012114 | 121.1384 | 9493.2734 | 41.3762
|  |  |  | 1123 | 1.123 | 1.3951e-05 | 5.3601e-05 | 1.4851e-05 | 3.8781e-05 | 0.00012118 | 121.1842 | 9489.6883 | 41.3684
|  |  |  | 1124 | 1.124 | 1.3972e-05 | 5.3683e-05 | 1.4838e-05 | 3.8737e-05 | 0.00012123 | 121.2301 | 9486.0937 | 41.3605
|  |  |  | 1125 | 1.125 | 1.3994e-05 | 5.3764e-05 | 1.4826e-05 | 3.8692e-05 | 0.00012128 | 121.2762 | 9482.4899 | 41.3527
|  |  |  | 1126 | 1.126 | 1.4015e-05 | 5.3846e-05 | 1.4813e-05 | 3.8648e-05 | 0.00012132 | 121.3224 | 9478.8769 | 41.3448
|  |  |  | 1127 | 1.127 | 1.4036e-05 | 5.3928e-05 | 1.4801e-05 | 3.8604e-05 | 0.00012137 | 121.3688 | 9475.2546 | 41.3369
|  |  |  | 1128 | 1.128 | 1.4058e-05 | 5.401e-05 | 1.4788e-05 | 3.856e-05 | 0.00012142 | 121.4153 | 9471.6231 | 41.329
|  |  |  | 1129 | 1.129 | 1.4079e-05 | 5.4092e-05 | 1.4775e-05 | 3.8516e-05 | 0.00012146 | 121.462 | 9467.9826 | 41.321
|  |  |  | 1130 | 1.13 | 1.41e-05 | 5.4174e-05 | 1.4763e-05 | 3.8472e-05 | 0.00012151 | 121.5088 | 9464.333 | 41.3131
|  |  |  | 1131 | 1.131 | 1.4122e-05 | 5.4256e-05 | 1.475e-05 | 3.8428e-05 | 0.00012156 | 121.5558 | 9460.6743 | 41.3051
|  |  |  | 1132 | 1.132 | 1.4143e-05 | 5.4338e-05 | 1.4738e-05 | 3.8384e-05 | 0.0001216 | 121.603 | 9457.0067 | 41.2971
|  |  |  | 1133 | 1.133 | 1.4164e-05 | 5.442e-05 | 1.4726e-05 | 3.834e-05 | 0.00012165 | 121.6503 | 9453.3302 | 41.289
|  |  |  | 1134 | 1.134 | 1.4186e-05 | 5.4502e-05 | 1.4713e-05 | 3.8297e-05 | 0.0001217 | 121.6977 | 9449.6448 | 41.281
|  |  |  | 1135 | 1.135 | 1.4207e-05 | 5.4584e-05 | 1.4701e-05 | 3.8253e-05 | 0.00012175 | 121.7453 | 9445.9506 | 41.2729
|  |  |  | 1136 | 1.136 | 1.4228e-05 | 5.4667e-05 | 1.4688e-05 | 3.821e-05 | 0.00012179 | 121.793 | 9442.2476 | 41.2648
|  |  |  | 1137 | 1.137 | 1.425e-05 | 5.4749e-05 | 1.4676e-05 | 3.8166e-05 | 0.00012184 | 121.8409 | 9438.5359 | 41.2567
|  |  |  | 1138 | 1.138 | 1.4271e-05 | 5.4831e-05 | 1.4664e-05 | 3.8123e-05 | 0.00012189 | 121.889 | 9434.8155 | 41.2486
|  |  |  | 1139 | 1.139 | 1.4293e-05 | 5.4913e-05 | 1.4651e-05 | 3.808e-05 | 0.00012194 | 121.9372 | 9431.0865 | 41.2404
|  |  |  | 1140 | 1.14 | 1.4314e-05 | 5.4996e-05 | 1.4639e-05 | 3.8037e-05 | 0.00012199 | 121.9855 | 9427.3488 | 41.2323
|  |  |  | 1141 | 1.141 | 1.4336e-05 | 5.5078e-05 | 1.4627e-05 | 3.7994e-05 | 0.00012203 | 122.034 | 9423.6027 | 41.2241
|  |  |  | 1142 | 1.142 | 1.4357e-05 | 5.5161e-05 | 1.4614e-05 | 3.7951e-05 | 0.00012208 | 122.0826 | 9419.848 | 41.2158
|  |  |  | 1143 | 1.143 | 1.4378e-05 | 5.5243e-05 | 1.4602e-05 | 3.7908e-05 | 0.00012213 | 122.1314 | 9416.085 | 41.2076
|  |  |  | 1144 | 1.144 | 1.44e-05 | 5.5326e-05 | 1.459e-05 | 3.7865e-05 | 0.00012218 | 122.1804 | 9412.3135 | 41.1994
|  |  |  | 1145 | 1.145 | 1.4421e-05 | 5.5408e-05 | 1.4578e-05 | 3.7822e-05 | 0.00012223 | 122.2295 | 9408.5337 | 41.1911
|  |  |  | 1146 | 1.146 | 1.4443e-05 | 5.5491e-05 | 1.4565e-05 | 3.778e-05 | 0.00012228 | 122.2787 | 9404.7455 | 41.1828
|  |  |  | 1147 | 1.147 | 1.4464e-05 | 5.5574e-05 | 1.4553e-05 | 3.7737e-05 | 0.00012233 | 122.3281 | 9400.9491 | 41.1745
|  |  |  | 1148 | 1.148 | 1.4486e-05 | 5.5656e-05 | 1.4541e-05 | 3.7694e-05 | 0.00012238 | 122.3776 | 9397.1445 | 41.1661
|  |  |  | 1149 | 1.149 | 1.4508e-05 | 5.5739e-05 | 1.4529e-05 | 3.7652e-05 | 0.00012243 | 122.4273 | 9393.3318 | 41.1578
|  |  |  | 1150 | 1.15 | 1.4529e-05 | 5.5822e-05 | 1.4517e-05 | 3.761e-05 | 0.00012248 | 122.4771 | 9389.5109 | 41.1494
|  |  |  | 1151 | 1.151 | 1.4551e-05 | 5.5905e-05 | 1.4505e-05 | 3.7567e-05 | 0.00012253 | 122.5271 | 9385.682 | 41.141
|  |  |  | 1152 | 1.152 | 1.4572e-05 | 5.5987e-05 | 1.4492e-05 | 3.7525e-05 | 0.00012258 | 122.5772 | 9381.845 | 41.1326
|  |  |  | 1153 | 1.153 | 1.4594e-05 | 5.607e-05 | 1.448e-05 | 3.7483e-05 | 0.00012263 | 122.6274 | 9378 | 41.1242
|  |  |  | 1154 | 1.154 | 1.4615e-05 | 5.6153e-05 | 1.4468e-05 | 3.7441e-05 | 0.00012268 | 122.6778 | 9374.1471 | 41.1157
|  |  |  | 1155 | 1.155 | 1.4637e-05 | 5.6236e-05 | 1.4456e-05 | 3.7399e-05 | 0.00012273 | 122.7284 | 9370.2864 | 41.1073
|  |  |  | 1156 | 1.156 | 1.4659e-05 | 5.6319e-05 | 1.4444e-05 | 3.7357e-05 | 0.00012278 | 122.7791 | 9366.4178 | 41.0988
|  |  |  | 1157 | 1.157 | 1.468e-05 | 5.6402e-05 | 1.4432e-05 | 3.7315e-05 | 0.00012283 | 122.8299 | 9362.5413 | 41.0903
|  |  |  | 1158 | 1.158 | 1.4702e-05 | 5.6485e-05 | 1.442e-05 | 3.7273e-05 | 0.00012288 | 122.8809 | 9358.6572 | 41.0818
|  |  |  | 1159 | 1.159 | 1.4723e-05 | 5.6569e-05 | 1.4408e-05 | 3.7232e-05 | 0.00012293 | 122.932 | 9354.7653 | 41.0732
|  |  |  | 1160 | 1.16 | 1.4745e-05 | 5.6652e-05 | 1.4396e-05 | 3.719e-05 | 0.00012298 | 122.9833 | 9350.8658 | 41.0647
|  |  |  | 1161 | 1.161 | 1.4767e-05 | 5.6735e-05 | 1.4384e-05 | 3.7149e-05 | 0.00012303 | 123.0347 | 9346.9586 | 41.0561
|  |  |  | 1162 | 1.162 | 1.4788e-05 | 5.6818e-05 | 1.4372e-05 | 3.7107e-05 | 0.00012309 | 123.0862 | 9343.0439 | 41.0475
|  |  |  | 1163 | 1.163 | 1.481e-05 | 5.6902e-05 | 1.4361e-05 | 3.7066e-05 | 0.00012314 | 123.1379 | 9339.1217 | 41.0389
|  |  |  | 1164 | 1.164 | 1.4832e-05 | 5.6985e-05 | 1.4349e-05 | 3.7024e-05 | 0.00012319 | 123.1898 | 9335.1919 | 41.0302
|  |  |  | 1165 | 1.165 | 1.4854e-05 | 5.7068e-05 | 1.4337e-05 | 3.6983e-05 | 0.00012324 | 123.2417 | 9331.2548 | 41.0216
|  |  |  | 1166 | 1.166 | 1.4875e-05 | 5.7152e-05 | 1.4325e-05 | 3.6942e-05 | 0.00012329 | 123.2939 | 9327.3102 | 41.0129
|  |  |  | 1167 | 1.167 | 1.4897e-05 | 5.7235e-05 | 1.4313e-05 | 3.6901e-05 | 0.00012335 | 123.3461 | 9323.3583 | 41.0042
|  |  |  | 1168 | 1.168 | 1.4919e-05 | 5.7319e-05 | 1.4301e-05 | 3.686e-05 | 0.0001234 | 123.3985 | 9319.3991 | 40.9955
|  |  |  | 1169 | 1.169 | 1.494e-05 | 5.7402e-05 | 1.4289e-05 | 3.6819e-05 | 0.00012345 | 123.4511 | 9315.4326 | 40.9868
|  |  |  | 1170 | 1.17 | 1.4962e-05 | 5.7486e-05 | 1.4278e-05 | 3.6778e-05 | 0.0001235 | 123.5037 | 9311.4589 | 40.978
|  |  |  | 1171 | 1.171 | 1.4984e-05 | 5.7569e-05 | 1.4266e-05 | 3.6737e-05 | 0.00012356 | 123.5566 | 9307.4781 | 40.9693
|  |  |  | 1172 | 1.172 | 1.5006e-05 | 5.7653e-05 | 1.4254e-05 | 3.6697e-05 | 0.00012361 | 123.6095 | 9303.4901 | 40.9605
|  |  |  | 1173 | 1.173 | 1.5027e-05 | 5.7737e-05 | 1.4242e-05 | 3.6656e-05 | 0.00012366 | 123.6626 | 9299.495 | 40.9517
|  |  |  | 1174 | 1.174 | 1.5049e-05 | 5.782e-05 | 1.4231e-05 | 3.6616e-05 | 0.00012372 | 123.7159 | 9295.4928 | 40.9429
|  |  |  | 1175 | 1.175 | 1.5071e-05 | 5.7904e-05 | 1.4219e-05 | 3.6575e-05 | 0.00012377 | 123.7693 | 9291.4837 | 40.9341
|  |  |  | 1176 | 1.176 | 1.5093e-05 | 5.7988e-05 | 1.4207e-05 | 3.6535e-05 | 0.00012382 | 123.8228 | 9287.4676 | 40.9252
|  |  |  | 1177 | 1.177 | 1.5115e-05 | 5.8072e-05 | 1.4196e-05 | 3.6494e-05 | 0.00012388 | 123.8764 | 9283.4446 | 40.9163
|  |  |  | 1178 | 1.178 | 1.5137e-05 | 5.8156e-05 | 1.4184e-05 | 3.6454e-05 | 0.00012393 | 123.9302 | 9279.4147 | 40.9075
|  |  |  | 1179 | 1.179 | 1.5158e-05 | 5.824e-05 | 1.4172e-05 | 3.6414e-05 | 0.00012398 | 123.9842 | 9275.378 | 40.8986
|  |  |  | 1180 | 1.18 | 1.518e-05 | 5.8324e-05 | 1.4161e-05 | 3.6374e-05 | 0.00012404 | 124.0382 | 9271.3345 | 40.8897
|  |  |  | 1181 | 1.181 | 1.5202e-05 | 5.8408e-05 | 1.4149e-05 | 3.6334e-05 | 0.00012409 | 124.0924 | 9267.2843 | 40.8807
|  |  |  | 1182 | 1.182 | 1.5224e-05 | 5.8492e-05 | 1.4138e-05 | 3.6294e-05 | 0.00012415 | 124.1468 | 9263.2274 | 40.8718
|  |  |  | 1183 | 1.183 | 1.5246e-05 | 5.8576e-05 | 1.4126e-05 | 3.6254e-05 | 0.0001242 | 124.2013 | 9259.1638 | 40.8628
|  |  |  | 1184 | 1.184 | 1.5268e-05 | 5.866e-05 | 1.4114e-05 | 3.6214e-05 | 0.00012426 | 124.2559 | 9255.0936 | 40.8538
|  |  |  | 1185 | 1.185 | 1.529e-05 | 5.8744e-05 | 1.4103e-05 | 3.6174e-05 | 0.00012431 | 124.3107 | 9251.0168 | 40.8448
|  |  |  | 1186 | 1.186 | 1.5312e-05 | 5.8828e-05 | 1.4091e-05 | 3.6134e-05 | 0.00012437 | 124.3656 | 9246.9334 | 40.8358
|  |  |  | 1187 | 1.187 | 1.5334e-05 | 5.8912e-05 | 1.408e-05 | 3.6095e-05 | 0.00012442 | 124.4206 | 9242.8436 | 40.8268
|  |  |  | 1188 | 1.188 | 1.5355e-05 | 5.8997e-05 | 1.4068e-05 | 3.6055e-05 | 0.00012448 | 124.4757 | 9238.7474 | 40.8177
|  |  |  | 1189 | 1.189 | 1.5377e-05 | 5.9081e-05 | 1.4057e-05 | 3.6016e-05 | 0.00012453 | 124.5311 | 9234.6447 | 40.8087
|  |  |  | 1190 | 1.19 | 1.5399e-05 | 5.9165e-05 | 1.4045e-05 | 3.5976e-05 | 0.00012459 | 124.5865 | 9230.5356 | 40.7996
|  |  |  | 1191 | 1.191 | 1.5421e-05 | 5.925e-05 | 1.4034e-05 | 3.5937e-05 | 0.00012464 | 124.6421 | 9226.4203 | 40.7905
|  |  |  | 1192 | 1.192 | 1.5443e-05 | 5.9334e-05 | 1.4023e-05 | 3.5898e-05 | 0.0001247 | 124.6978 | 9222.2986 | 40.7814
|  |  |  | 1193 | 1.193 | 1.5465e-05 | 5.9419e-05 | 1.4011e-05 | 3.5858e-05 | 0.00012475 | 124.7536 | 9218.1707 | 40.7722
|  |  |  | 1194 | 1.194 | 1.5487e-05 | 5.9503e-05 | 1.4e-05 | 3.5819e-05 | 0.00012481 | 124.8096 | 9214.0366 | 40.7631
|  |  |  | 1195 | 1.195 | 1.5509e-05 | 5.9588e-05 | 1.3988e-05 | 3.578e-05 | 0.00012487 | 124.8657 | 9209.8963 | 40.7539
|  |  |  | 1196 | 1.196 | 1.5531e-05 | 5.9672e-05 | 1.3977e-05 | 3.5741e-05 | 0.00012492 | 124.9219 | 9205.7499 | 40.7448
|  |  |  | 1197 | 1.197 | 1.5553e-05 | 5.9757e-05 | 1.3966e-05 | 3.5702e-05 | 0.00012498 | 124.9783 | 9201.5975 | 40.7356
|  |  |  | 1198 | 1.198 | 1.5575e-05 | 5.9842e-05 | 1.3954e-05 | 3.5663e-05 | 0.00012503 | 125.0348 | 9197.4389 | 40.7264
|  |  |  | 1199 | 1.199 | 1.5597e-05 | 5.9926e-05 | 1.3943e-05 | 3.5625e-05 | 0.00012509 | 125.0914 | 9193.2744 | 40.7172
|  |  |  | 1200 | 1.2 | 1.5619e-05 | 6.0011e-05 | 1.3932e-05 | 3.5586e-05 | 0.00012515 | 125.1482 | 9189.1039 | 40.7079
|  |  |  | 1201 | 1.201 | 1.5642e-05 | 6.0096e-05 | 1.3921e-05 | 3.5547e-05 | 0.00012521 | 125.2051 | 9184.9275 | 40.6987
|  |  |  | 1202 | 1.202 | 1.5664e-05 | 6.0181e-05 | 1.3909e-05 | 3.5509e-05 | 0.00012526 | 125.2622 | 9180.7453 | 40.6894
|  |  |  | 1203 | 1.203 | 1.5686e-05 | 6.0266e-05 | 1.3898e-05 | 3.547e-05 | 0.00012532 | 125.3193 | 9176.5571 | 40.6801
|  |  |  | 1204 | 1.204 | 1.5708e-05 | 6.035e-05 | 1.3887e-05 | 3.5432e-05 | 0.00012538 | 125.3766 | 9172.3632 | 40.6708
|  |  |  | 1205 | 1.205 | 1.573e-05 | 6.0435e-05 | 1.3876e-05 | 3.5393e-05 | 0.00012543 | 125.4341 | 9168.1635 | 40.6615
|  |  |  | 1206 | 1.206 | 1.5752e-05 | 6.052e-05 | 1.3864e-05 | 3.5355e-05 | 0.00012549 | 125.4916 | 9163.9581 | 40.6522
|  |  |  | 1207 | 1.207 | 1.5774e-05 | 6.0605e-05 | 1.3853e-05 | 3.5317e-05 | 0.00012555 | 125.5493 | 9159.747 | 40.6428
|  |  |  | 1208 | 1.208 | 1.5796e-05 | 6.069e-05 | 1.3842e-05 | 3.5278e-05 | 0.00012561 | 125.6071 | 9155.5303 | 40.6335
|  |  |  | 1209 | 1.209 | 1.5818e-05 | 6.0776e-05 | 1.3831e-05 | 3.524e-05 | 0.00012567 | 125.6651 | 9151.3079 | 40.6241
|  |  |  | 1210 | 1.21 | 1.5841e-05 | 6.0861e-05 | 1.382e-05 | 3.5202e-05 | 0.00012572 | 125.7232 | 9147.08 | 40.6147
|  |  |  | 1211 | 1.211 | 1.5863e-05 | 6.0946e-05 | 1.3809e-05 | 3.5164e-05 | 0.00012578 | 125.7814 | 9142.8466 | 40.6053
|  |  |  | 1212 | 1.212 | 1.5885e-05 | 6.1031e-05 | 1.3798e-05 | 3.5126e-05 | 0.00012584 | 125.8397 | 9138.6077 | 40.5959
|  |  |  | 1213 | 1.213 | 1.5907e-05 | 6.1116e-05 | 1.3786e-05 | 3.5088e-05 | 0.0001259 | 125.8982 | 9134.3633 | 40.5865
|  |  |  | 1214 | 1.214 | 1.5929e-05 | 6.1202e-05 | 1.3775e-05 | 3.5051e-05 | 0.00012596 | 125.9568 | 9130.1135 | 40.577
|  |  |  | 1215 | 1.215 | 1.5952e-05 | 6.1287e-05 | 1.3764e-05 | 3.5013e-05 | 0.00012602 | 126.0155 | 9125.8583 | 40.5676
|  |  |  | 1216 | 1.216 | 1.5974e-05 | 6.1372e-05 | 1.3753e-05 | 3.4975e-05 | 0.00012607 | 126.0744 | 9121.5978 | 40.5581
|  |  |  | 1217 | 1.217 | 1.5996e-05 | 6.1458e-05 | 1.3742e-05 | 3.4938e-05 | 0.00012613 | 126.1334 | 9117.332 | 40.5486
|  |  |  | 1218 | 1.218 | 1.6018e-05 | 6.1543e-05 | 1.3731e-05 | 3.49e-05 | 0.00012619 | 126.1925 | 9113.061 | 40.5391
|  |  |  | 1219 | 1.219 | 1.604e-05 | 6.1628e-05 | 1.372e-05 | 3.4863e-05 | 0.00012625 | 126.2517 | 9108.7847 | 40.5296
|  |  |  | 1220 | 1.22 | 1.6063e-05 | 6.1714e-05 | 1.3709e-05 | 3.4825e-05 | 0.00012631 | 126.3111 | 9104.5032 | 40.5201
|  |  |  | 1221 | 1.221 | 1.6085e-05 | 6.18e-05 | 1.3698e-05 | 3.4788e-05 | 0.00012637 | 126.3706 | 9100.2166 | 40.5106
|  |  |  | 1222 | 1.222 | 1.6107e-05 | 6.1885e-05 | 1.3687e-05 | 3.475e-05 | 0.00012643 | 126.4302 | 9095.9249 | 40.501
|  |  |  | 1223 | 1.223 | 1.613e-05 | 6.1971e-05 | 1.3676e-05 | 3.4713e-05 | 0.00012649 | 126.49 | 9091.6281 | 40.4914
|  |  |  | 1224 | 1.224 | 1.6152e-05 | 6.2056e-05 | 1.3666e-05 | 3.4676e-05 | 0.00012655 | 126.5499 | 9087.3263 | 40.4818
|  |  |  | 1225 | 1.225 | 1.6174e-05 | 6.2142e-05 | 1.3655e-05 | 3.4639e-05 | 0.00012661 | 126.6099 | 9083.0195 | 40.4723
|  |  |  | 1226 | 1.226 | 1.6196e-05 | 6.2228e-05 | 1.3644e-05 | 3.4602e-05 | 0.00012667 | 126.67 | 9078.7077 | 40.4626
|  |  |  | 1227 | 1.227 | 1.6219e-05 | 6.2314e-05 | 1.3633e-05 | 3.4565e-05 | 0.00012673 | 126.7303 | 9074.391 | 40.453
|  |  |  | 1228 | 1.228 | 1.6241e-05 | 6.2399e-05 | 1.3622e-05 | 3.4528e-05 | 0.00012679 | 126.7907 | 9070.0694 | 40.4434
|  |  |  | 1229 | 1.229 | 1.6263e-05 | 6.2485e-05 | 1.3611e-05 | 3.4491e-05 | 0.00012685 | 126.8512 | 9065.7429 | 40.4337
|  |  |  | 1230 | 1.23 | 1.6286e-05 | 6.2571e-05 | 1.36e-05 | 3.4455e-05 | 0.00012691 | 126.9118 | 9061.4117 | 40.4241
|  |  |  | 1231 | 1.231 | 1.6308e-05 | 6.2657e-05 | 1.359e-05 | 3.4418e-05 | 0.00012697 | 126.9726 | 9057.0756 | 40.4144
|  |  |  | 1232 | 1.232 | 1.6331e-05 | 6.2743e-05 | 1.3579e-05 | 3.4381e-05 | 0.00012703 | 127.0334 | 9052.7349 | 40.4047
|  |  |  | 1233 | 1.233 | 1.6353e-05 | 6.2829e-05 | 1.3568e-05 | 3.4345e-05 | 0.00012709 | 127.0944 | 9048.3894 | 40.395
|  |  |  | 1234 | 1.234 | 1.6375e-05 | 6.2915e-05 | 1.3557e-05 | 3.4308e-05 | 0.00012716 | 127.1556 | 9044.0392 | 40.3853
|  |  |  | 1235 | 1.235 | 1.6398e-05 | 6.3001e-05 | 1.3547e-05 | 3.4272e-05 | 0.00012722 | 127.2168 | 9039.6845 | 40.3756
|  |  |  | 1236 | 1.236 | 1.642e-05 | 6.3087e-05 | 1.3536e-05 | 3.4235e-05 | 0.00012728 | 127.2782 | 9035.3251 | 40.3659
|  |  |  | 1237 | 1.237 | 1.6443e-05 | 6.3173e-05 | 1.3525e-05 | 3.4199e-05 | 0.00012734 | 127.3397 | 9030.9611 | 40.3561
|  |  |  | 1238 | 1.238 | 1.6465e-05 | 6.3259e-05 | 1.3514e-05 | 3.4163e-05 | 0.0001274 | 127.4013 | 9026.5927 | 40.3463
|  |  |  | 1239 | 1.239 | 1.6487e-05 | 6.3346e-05 | 1.3504e-05 | 3.4126e-05 | 0.00012746 | 127.4631 | 9022.2197 | 40.3366
|  |  |  | 1240 | 1.24 | 1.651e-05 | 6.3432e-05 | 1.3493e-05 | 3.409e-05 | 0.00012752 | 127.525 | 9017.8423 | 40.3268
|  |  |  | 1241 | 1.241 | 1.6532e-05 | 6.3518e-05 | 1.3482e-05 | 3.4054e-05 | 0.00012759 | 127.587 | 9013.4605 | 40.317
|  |  |  | 1242 | 1.242 | 1.6555e-05 | 6.3604e-05 | 1.3472e-05 | 3.4018e-05 | 0.00012765 | 127.6491 | 9009.0742 | 40.3072
|  |  |  | 1243 | 1.243 | 1.6577e-05 | 6.3691e-05 | 1.3461e-05 | 3.3982e-05 | 0.00012771 | 127.7113 | 9004.6837 | 40.2974
|  |  |  | 1244 | 1.244 | 1.66e-05 | 6.3777e-05 | 1.345e-05 | 3.3946e-05 | 0.00012777 | 127.7737 | 9000.2888 | 40.2875
|  |  |  | 1245 | 1.245 | 1.6622e-05 | 6.3864e-05 | 1.344e-05 | 3.391e-05 | 0.00012784 | 127.8362 | 8995.8896 | 40.2777
|  |  |  | 1246 | 1.246 | 1.6645e-05 | 6.395e-05 | 1.3429e-05 | 3.3875e-05 | 0.0001279 | 127.8988 | 8991.4862 | 40.2678
|  |  |  | 1247 | 1.247 | 1.6667e-05 | 6.4037e-05 | 1.3419e-05 | 3.3839e-05 | 0.00012796 | 127.9615 | 8987.0786 | 40.2579
|  |  |  | 1248 | 1.248 | 1.669e-05 | 6.4123e-05 | 1.3408e-05 | 3.3803e-05 | 0.00012802 | 128.0243 | 8982.6668 | 40.2481
|  |  |  | 1249 | 1.249 | 1.6712e-05 | 6.421e-05 | 1.3398e-05 | 3.3768e-05 | 0.00012809 | 128.0873 | 8978.2509 | 40.2382
|  |  |  | 1250 | 1.25 | 1.6735e-05 | 6.4296e-05 | 1.3387e-05 | 3.3732e-05 | 0.00012815 | 128.1504 | 8973.8308 | 40.2283
|  |  |  | 1251 | 1.251 | 1.6757e-05 | 6.4383e-05 | 1.3377e-05 | 3.3697e-05 | 0.00012821 | 128.2136 | 8969.4067 | 40.2183
|  |  |  | 1252 | 1.252 | 1.678e-05 | 6.447e-05 | 1.3366e-05 | 3.3661e-05 | 0.00012828 | 128.2769 | 8964.9785 | 40.2084
|  |  |  | 1253 | 1.253 | 1.6803e-05 | 6.4556e-05 | 1.3356e-05 | 3.3626e-05 | 0.00012834 | 128.3404 | 8960.5463 | 40.1985
|  |  |  | 1254 | 1.254 | 1.6825e-05 | 6.4643e-05 | 1.3345e-05 | 3.3591e-05 | 0.0001284 | 128.404 | 8956.1102 | 40.1885
|  |  |  | 1255 | 1.255 | 1.6848e-05 | 6.473e-05 | 1.3335e-05 | 3.3555e-05 | 0.00012847 | 128.4676 | 8951.6701 | 40.1786
|  |  |  | 1256 | 1.256 | 1.687e-05 | 6.4817e-05 | 1.3324e-05 | 3.352e-05 | 0.00012853 | 128.5315 | 8947.2261 | 40.1686
|  |  |  | 1257 | 1.257 | 1.6893e-05 | 6.4904e-05 | 1.3314e-05 | 3.3485e-05 | 0.0001286 | 128.5954 | 8942.7783 | 40.1586
|  |  |  | 1258 | 1.258 | 1.6916e-05 | 6.4991e-05 | 1.3303e-05 | 3.345e-05 | 0.00012866 | 128.6594 | 8938.3266 | 40.1486
|  |  |  | 1259 | 1.259 | 1.6938e-05 | 6.5077e-05 | 1.3293e-05 | 3.3415e-05 | 0.00012872 | 128.7236 | 8933.8711 | 40.1386
|  |  |  | 1260 | 1.26 | 1.6961e-05 | 6.5164e-05 | 1.3283e-05 | 3.338e-05 | 0.00012879 | 128.7879 | 8929.4118 | 40.1286
|  |  |  | 1261 | 1.261 | 1.6983e-05 | 6.5251e-05 | 1.3272e-05 | 3.3345e-05 | 0.00012885 | 128.8523 | 8924.9488 | 40.1185
|  |  |  | 1262 | 1.262 | 1.7006e-05 | 6.5339e-05 | 1.3262e-05 | 3.331e-05 | 0.00012892 | 128.9168 | 8920.482 | 40.1085
|  |  |  | 1263 | 1.263 | 1.7029e-05 | 6.5426e-05 | 1.3251e-05 | 3.3276e-05 | 0.00012898 | 128.9814 | 8916.0116 | 40.0985
|  |  |  | 1264 | 1.264 | 1.7051e-05 | 6.5513e-05 | 1.3241e-05 | 3.3241e-05 | 0.00012905 | 129.0462 | 8911.5376 | 40.0884
|  |  |  | 1265 | 1.265 | 1.7074e-05 | 6.56e-05 | 1.3231e-05 | 3.3206e-05 | 0.00012911 | 129.1111 | 8907.0599 | 40.0783
|  |  |  | 1266 | 1.266 | 1.7097e-05 | 6.5687e-05 | 1.3221e-05 | 3.3172e-05 | 0.00012918 | 129.1761 | 8902.5787 | 40.0682
|  |  |  | 1267 | 1.267 | 1.712e-05 | 6.5774e-05 | 1.321e-05 | 3.3137e-05 | 0.00012924 | 129.2412 | 8898.0939 | 40.0581
|  |  |  | 1268 | 1.268 | 1.7142e-05 | 6.5862e-05 | 1.32e-05 | 3.3103e-05 | 0.00012931 | 129.3064 | 8893.6056 | 40.048
|  |  |  | 1269 | 1.269 | 1.7165e-05 | 6.5949e-05 | 1.319e-05 | 3.3068e-05 | 0.00012937 | 129.3717 | 8889.1139 | 40.0379
|  |  |  | 1270 | 1.27 | 1.7188e-05 | 6.6036e-05 | 1.3179e-05 | 3.3034e-05 | 0.00012944 | 129.4372 | 8884.6187 | 40.0278
|  |  |  | 1271 | 1.271 | 1.721e-05 | 6.6124e-05 | 1.3169e-05 | 3.3e-05 | 0.0001295 | 129.5028 | 8880.12 | 40.0177
|  |  |  | 1272 | 1.272 | 1.7233e-05 | 6.6211e-05 | 1.3159e-05 | 3.2965e-05 | 0.00012957 | 129.5684 | 8875.618 | 40.0075
|  |  |  | 1273 | 1.273 | 1.7256e-05 | 6.6298e-05 | 1.3149e-05 | 3.2931e-05 | 0.00012963 | 129.6342 | 8871.1126 | 39.9974
|  |  |  | 1274 | 1.274 | 1.7279e-05 | 6.6386e-05 | 1.3139e-05 | 3.2897e-05 | 0.0001297 | 129.7002 | 8866.6039 | 39.9872
|  |  |  | 1275 | 1.275 | 1.7301e-05 | 6.6473e-05 | 1.3128e-05 | 3.2863e-05 | 0.00012977 | 129.7662 | 8862.0919 | 39.977
|  |  |  | 1276 | 1.276 | 1.7324e-05 | 6.6561e-05 | 1.3118e-05 | 3.2829e-05 | 0.00012983 | 129.8324 | 8857.5767 | 39.9668
|  |  |  | 1277 | 1.277 | 1.7347e-05 | 6.6649e-05 | 1.3108e-05 | 3.2795e-05 | 0.0001299 | 129.8986 | 8853.0582 | 39.9566
|  |  |  | 1278 | 1.278 | 1.737e-05 | 6.6736e-05 | 1.3098e-05 | 3.2761e-05 | 0.00012996 | 129.965 | 8848.5365 | 39.9464
|  |  |  | 1279 | 1.279 | 1.7393e-05 | 6.6824e-05 | 1.3088e-05 | 3.2727e-05 | 0.00013003 | 130.0315 | 8844.0117 | 39.9362
|  |  |  | 1280 | 1.28 | 1.7415e-05 | 6.6912e-05 | 1.3078e-05 | 3.2693e-05 | 0.0001301 | 130.0981 | 8839.4837 | 39.926
|  |  |  | 1281 | 1.281 | 1.7438e-05 | 6.6999e-05 | 1.3068e-05 | 3.266e-05 | 0.00013016 | 130.1648 | 8834.9526 | 39.9158
|  |  |  | 1282 | 1.282 | 1.7461e-05 | 6.7087e-05 | 1.3058e-05 | 3.2626e-05 | 0.00013023 | 130.2317 | 8830.4184 | 39.9055
|  |  |  | 1283 | 1.283 | 1.7484e-05 | 6.7175e-05 | 1.3047e-05 | 3.2592e-05 | 0.0001303 | 130.2986 | 8825.8812 | 39.8953
|  |  |  | 1284 | 1.284 | 1.7507e-05 | 6.7263e-05 | 1.3037e-05 | 3.2559e-05 | 0.00013037 | 130.3657 | 8821.341 | 39.885
|  |  |  | 1285 | 1.285 | 1.753e-05 | 6.735e-05 | 1.3027e-05 | 3.2525e-05 | 0.00013043 | 130.4328 | 8816.7977 | 39.8747
|  |  |  | 1286 | 1.286 | 1.7553e-05 | 6.7438e-05 | 1.3017e-05 | 3.2492e-05 | 0.0001305 | 130.5001 | 8812.2516 | 39.8644
|  |  |  | 1287 | 1.287 | 1.7576e-05 | 6.7526e-05 | 1.3007e-05 | 3.2458e-05 | 0.00013057 | 130.5675 | 8807.7025 | 39.8542
|  |  |  | 1288 | 1.288 | 1.7598e-05 | 6.7614e-05 | 1.2997e-05 | 3.2425e-05 | 0.00013064 | 130.635 | 8803.1505 | 39.8439
|  |  |  | 1289 | 1.289 | 1.7621e-05 | 6.7702e-05 | 1.2987e-05 | 3.2392e-05 | 0.0001307 | 130.7027 | 8798.5956 | 39.8335
|  |  |  | 1290 | 1.29 | 1.7644e-05 | 6.779e-05 | 1.2977e-05 | 3.2358e-05 | 0.00013077 | 130.7704 | 8794.0379 | 39.8232
|  |  |  | 1291 | 1.291 | 1.7667e-05 | 6.7878e-05 | 1.2967e-05 | 3.2325e-05 | 0.00013084 | 130.8383 | 8789.4775 | 39.8129
|  |  |  | 1292 | 1.292 | 1.769e-05 | 6.7967e-05 | 1.2957e-05 | 3.2292e-05 | 0.00013091 | 130.9062 | 8784.9142 | 39.8026
|  |  |  | 1293 | 1.293 | 1.7713e-05 | 6.8055e-05 | 1.2948e-05 | 3.2259e-05 | 0.00013097 | 130.9743 | 8780.3482 | 39.7922
|  |  |  | 1294 | 1.294 | 1.7736e-05 | 6.8143e-05 | 1.2938e-05 | 3.2226e-05 | 0.00013104 | 131.0425 | 8775.7794 | 39.7819
|  |  |  | 1295 | 1.295 | 1.7759e-05 | 6.8231e-05 | 1.2928e-05 | 3.2193e-05 | 0.00013111 | 131.1108 | 8771.208 | 39.7715
|  |  |  | 1296 | 1.296 | 1.7782e-05 | 6.8319e-05 | 1.2918e-05 | 3.216e-05 | 0.00013118 | 131.1792 | 8766.6339 | 39.7611
|  |  |  | 1297 | 1.297 | 1.7805e-05 | 6.8408e-05 | 1.2908e-05 | 3.2127e-05 | 0.00013125 | 131.2477 | 8762.0572 | 39.7507
|  |  |  | 1298 | 1.298 | 1.7828e-05 | 6.8496e-05 | 1.2898e-05 | 3.2094e-05 | 0.00013132 | 131.3163 | 8757.4779 | 39.7404
|  |  |  | 1299 | 1.299 | 1.7851e-05 | 6.8584e-05 | 1.2888e-05 | 3.2062e-05 | 0.00013139 | 131.3851 | 8752.896 | 39.73
|  |  |  | 1300 | 1.3 | 1.7874e-05 | 6.8673e-05 | 1.2878e-05 | 3.2029e-05 | 0.00013145 | 131.4539 | 8748.3115 | 39.7196
|  |  |  | 1301 | 1.301 | 1.7897e-05 | 6.8761e-05 | 1.2869e-05 | 3.1996e-05 | 0.00013152 | 131.5229 | 8743.7246 | 39.7091
|  |  |  | 1302 | 1.302 | 1.792e-05 | 6.885e-05 | 1.2859e-05 | 3.1964e-05 | 0.00013159 | 131.592 | 8739.1351 | 39.6987
|  |  |  | 1303 | 1.303 | 1.7943e-05 | 6.8938e-05 | 1.2849e-05 | 3.1931e-05 | 0.00013166 | 131.6611 | 8734.5432 | 39.6883
|  |  |  | 1304 | 1.304 | 1.7966e-05 | 6.9027e-05 | 1.2839e-05 | 3.1899e-05 | 0.00013173 | 131.7304 | 8729.9489 | 39.6778
|  |  |  | 1305 | 1.305 | 1.7989e-05 | 6.9115e-05 | 1.2829e-05 | 3.1866e-05 | 0.0001318 | 131.7998 | 8725.3522 | 39.6674
|  |  |  | 1306 | 1.306 | 1.8012e-05 | 6.9204e-05 | 1.282e-05 | 3.1834e-05 | 0.00013187 | 131.8693 | 8720.753 | 39.6569
|  |  |  | 1307 | 1.307 | 1.8035e-05 | 6.9292e-05 | 1.281e-05 | 3.1802e-05 | 0.00013194 | 131.939 | 8716.1516 | 39.6465
|  |  |  | 1308 | 1.308 | 1.8058e-05 | 6.9381e-05 | 1.28e-05 | 3.1769e-05 | 0.00013201 | 132.0087 | 8711.5478 | 39.636
|  |  |  | 1309 | 1.309 | 1.8081e-05 | 6.947e-05 | 1.279e-05 | 3.1737e-05 | 0.00013208 | 132.0785 | 8706.9417 | 39.6255
|  |  |  | 1310 | 1.31 | 1.8104e-05 | 6.9559e-05 | 1.2781e-05 | 3.1705e-05 | 0.00013215 | 132.1485 | 8702.3334 | 39.615
|  |  |  | 1311 | 1.311 | 1.8128e-05 | 6.9647e-05 | 1.2771e-05 | 3.1673e-05 | 0.00013222 | 132.2185 | 8697.7228 | 39.6045
|  |  |  | 1312 | 1.312 | 1.8151e-05 | 6.9736e-05 | 1.2761e-05 | 3.1641e-05 | 0.00013229 | 132.2887 | 8693.11 | 39.594
|  |  |  | 1313 | 1.313 | 1.8174e-05 | 6.9825e-05 | 1.2752e-05 | 3.1609e-05 | 0.00013236 | 132.3589 | 8688.495 | 39.5835
|  |  |  | 1314 | 1.314 | 1.8197e-05 | 6.9914e-05 | 1.2742e-05 | 3.1577e-05 | 0.00013243 | 132.4293 | 8683.8779 | 39.573
|  |  |  | 1315 | 1.315 | 1.822e-05 | 7.0003e-05 | 1.2732e-05 | 3.1545e-05 | 0.0001325 | 132.4998 | 8679.2586 | 39.5625
|  |  |  | 1316 | 1.316 | 1.8243e-05 | 7.0092e-05 | 1.2723e-05 | 3.1513e-05 | 0.00013257 | 132.5704 | 8674.6373 | 39.552
|  |  |  | 1317 | 1.317 | 1.8266e-05 | 7.0181e-05 | 1.2713e-05 | 3.1481e-05 | 0.00013264 | 132.6411 | 8670.0138 | 39.5414
|  |  |  | 1318 | 1.318 | 1.829e-05 | 7.027e-05 | 1.2703e-05 | 3.1449e-05 | 0.00013271 | 132.7119 | 8665.3883 | 39.5309
|  |  |  | 1319 | 1.319 | 1.8313e-05 | 7.0359e-05 | 1.2694e-05 | 3.1418e-05 | 0.00013278 | 132.7828 | 8660.7608 | 39.5203
|  |  |  | 1320 | 1.32 | 1.8336e-05 | 7.0448e-05 | 1.2684e-05 | 3.1386e-05 | 0.00013285 | 132.8538 | 8656.1313 | 39.5097
|  |  |  | 1321 | 1.321 | 1.8359e-05 | 7.0537e-05 | 1.2675e-05 | 3.1354e-05 | 0.00013292 | 132.9249 | 8651.4999 | 39.4992
|  |  |  | 1322 | 1.322 | 1.8382e-05 | 7.0626e-05 | 1.2665e-05 | 3.1323e-05 | 0.000133 | 132.9962 | 8646.8664 | 39.4886
|  |  |  | 1323 | 1.323 | 1.8406e-05 | 7.0715e-05 | 1.2655e-05 | 3.1291e-05 | 0.00013307 | 133.0675 | 8642.2311 | 39.478
|  |  |  | 1324 | 1.324 | 1.8429e-05 | 7.0804e-05 | 1.2646e-05 | 3.126e-05 | 0.00013314 | 133.1389 | 8637.5939 | 39.4674
|  |  |  | 1325 | 1.325 | 1.8452e-05 | 7.0894e-05 | 1.2636e-05 | 3.1228e-05 | 0.00013321 | 133.2105 | 8632.9548 | 39.4568
|  |  |  | 1326 | 1.326 | 1.8475e-05 | 7.0983e-05 | 1.2627e-05 | 3.1197e-05 | 0.00013328 | 133.2821 | 8628.3138 | 39.4462
|  |  |  | 1327 | 1.327 | 1.8498e-05 | 7.1072e-05 | 1.2617e-05 | 3.1166e-05 | 0.00013335 | 133.3539 | 8623.6711 | 39.4356
|  |  |  | 1328 | 1.328 | 1.8522e-05 | 7.1162e-05 | 1.2608e-05 | 3.1134e-05 | 0.00013343 | 133.4257 | 8619.0266 | 39.425
|  |  |  | 1329 | 1.329 | 1.8545e-05 | 7.1251e-05 | 1.2598e-05 | 3.1103e-05 | 0.0001335 | 133.4977 | 8614.3803 | 39.4143
|  |  |  | 1330 | 1.33 | 1.8568e-05 | 7.1341e-05 | 1.2589e-05 | 3.1072e-05 | 0.00013357 | 133.5698 | 8609.7322 | 39.4037
|  |  |  | 1331 | 1.331 | 1.8592e-05 | 7.143e-05 | 1.258e-05 | 3.1041e-05 | 0.00013364 | 133.6419 | 8605.0825 | 39.3931
|  |  |  | 1332 | 1.332 | 1.8615e-05 | 7.1519e-05 | 1.257e-05 | 3.101e-05 | 0.00013371 | 133.7142 | 8600.4311 | 39.3824
|  |  |  | 1333 | 1.333 | 1.8638e-05 | 7.1609e-05 | 1.2561e-05 | 3.0979e-05 | 0.00013379 | 133.7866 | 8595.778 | 39.3718
|  |  |  | 1334 | 1.334 | 1.8661e-05 | 7.1699e-05 | 1.2551e-05 | 3.0948e-05 | 0.00013386 | 133.8591 | 8591.1232 | 39.3611
|  |  |  | 1335 | 1.335 | 1.8685e-05 | 7.1788e-05 | 1.2542e-05 | 3.0917e-05 | 0.00013393 | 133.9317 | 8586.4669 | 39.3504
|  |  |  | 1336 | 1.336 | 1.8708e-05 | 7.1878e-05 | 1.2532e-05 | 3.0886e-05 | 0.000134 | 134.0044 | 8581.809 | 39.3398
|  |  |  | 1337 | 1.337 | 1.8731e-05 | 7.1967e-05 | 1.2523e-05 | 3.0855e-05 | 0.00013408 | 134.0772 | 8577.1495 | 39.3291
|  |  |  | 1338 | 1.338 | 1.8755e-05 | 7.2057e-05 | 1.2514e-05 | 3.0825e-05 | 0.00013415 | 134.1501 | 8572.4884 | 39.3184
|  |  |  | 1339 | 1.339 | 1.8778e-05 | 7.2147e-05 | 1.2504e-05 | 3.0794e-05 | 0.00013422 | 134.2231 | 8567.8259 | 39.3077
|  |  |  | 1340 | 1.34 | 1.8801e-05 | 7.2237e-05 | 1.2495e-05 | 3.0763e-05 | 0.0001343 | 134.2962 | 8563.1619 | 39.297
|  |  |  | 1341 | 1.341 | 1.8825e-05 | 7.2326e-05 | 1.2486e-05 | 3.0733e-05 | 0.00013437 | 134.3694 | 8558.4964 | 39.2863
|  |  |  | 1342 | 1.342 | 1.8848e-05 | 7.2416e-05 | 1.2476e-05 | 3.0702e-05 | 0.00013444 | 134.4427 | 8553.8295 | 39.2756
|  |  |  | 1343 | 1.343 | 1.8872e-05 | 7.2506e-05 | 1.2467e-05 | 3.0671e-05 | 0.00013452 | 134.5161 | 8549.1611 | 39.2649
|  |  |  | 1344 | 1.344 | 1.8895e-05 | 7.2596e-05 | 1.2458e-05 | 3.0641e-05 | 0.00013459 | 134.5896 | 8544.4914 | 39.2541
|  |  |  | 1345 | 1.345 | 1.8918e-05 | 7.2686e-05 | 1.2448e-05 | 3.0611e-05 | 0.00013466 | 134.6633 | 8539.8203 | 39.2434
|  |  |  | 1346 | 1.346 | 1.8942e-05 | 7.2776e-05 | 1.2439e-05 | 3.058e-05 | 0.00013474 | 134.737 | 8535.1478 | 39.2327
|  |  |  | 1347 | 1.347 | 1.8965e-05 | 7.2866e-05 | 1.243e-05 | 3.055e-05 | 0.00013481 | 134.8108 | 8530.4741 | 39.2219
|  |  |  | 1348 | 1.348 | 1.8989e-05 | 7.2956e-05 | 1.2421e-05 | 3.052e-05 | 0.00013488 | 134.8847 | 8525.799 | 39.2112
|  |  |  | 1349 | 1.349 | 1.9012e-05 | 7.3046e-05 | 1.2411e-05 | 3.0489e-05 | 0.00013496 | 134.9587 | 8521.1227 | 39.2004
|  |  |  | 1350 | 1.35 | 1.9036e-05 | 7.3136e-05 | 1.2402e-05 | 3.0459e-05 | 0.00013503 | 135.0329 | 8516.4451 | 39.1897
|  |  |  | 1351 | 1.351 | 1.9059e-05 | 7.3226e-05 | 1.2393e-05 | 3.0429e-05 | 0.00013511 | 135.1071 | 8511.7663 | 39.1789
|  |  |  | 1352 | 1.352 | 1.9082e-05 | 7.3316e-05 | 1.2384e-05 | 3.0399e-05 | 0.00013518 | 135.1814 | 8507.0863 | 39.1681
|  |  |  | 1353 | 1.353 | 1.9106e-05 | 7.3406e-05 | 1.2375e-05 | 3.0369e-05 | 0.00013526 | 135.2558 | 8502.4051 | 39.1573
|  |  |  | 1354 | 1.354 | 1.9129e-05 | 7.3497e-05 | 1.2365e-05 | 3.0339e-05 | 0.00013533 | 135.3304 | 8497.7227 | 39.1466
|  |  |  | 1355 | 1.355 | 1.9153e-05 | 7.3587e-05 | 1.2356e-05 | 3.0309e-05 | 0.00013541 | 135.405 | 8493.0392 | 39.1358
|  |  |  | 1356 | 1.356 | 1.9176e-05 | 7.3677e-05 | 1.2347e-05 | 3.0279e-05 | 0.00013548 | 135.4797 | 8488.3547 | 39.125
|  |  |  | 1357 | 1.357 | 1.92e-05 | 7.3767e-05 | 1.2338e-05 | 3.0249e-05 | 0.00013555 | 135.5546 | 8483.669 | 39.1142
|  |  |  | 1358 | 1.358 | 1.9223e-05 | 7.3858e-05 | 1.2329e-05 | 3.0219e-05 | 0.00013563 | 135.6295 | 8478.9822 | 39.1034
|  |  |  | 1359 | 1.359 | 1.9247e-05 | 7.3948e-05 | 1.232e-05 | 3.019e-05 | 0.0001357 | 135.7045 | 8474.2945 | 39.0926
|  |  |  | 1360 | 1.36 | 1.9271e-05 | 7.4039e-05 | 1.2311e-05 | 3.016e-05 | 0.00013578 | 135.7796 | 8469.6056 | 39.0817
|  |  |  | 1361 | 1.361 | 1.9294e-05 | 7.4129e-05 | 1.2302e-05 | 3.013e-05 | 0.00013585 | 135.8549 | 8464.9158 | 39.0709
|  |  |  | 1362 | 1.362 | 1.9318e-05 | 7.422e-05 | 1.2292e-05 | 3.0101e-05 | 0.00013593 | 135.9302 | 8460.2251 | 39.0601
|  |  |  | 1363 | 1.363 | 1.9341e-05 | 7.431e-05 | 1.2283e-05 | 3.0071e-05 | 0.00013601 | 136.0056 | 8455.5333 | 39.0493
|  |  |  | 1364 | 1.364 | 1.9365e-05 | 7.4401e-05 | 1.2274e-05 | 3.0042e-05 | 0.00013608 | 136.0811 | 8450.8407 | 39.0384
|  |  |  | 1365 | 1.365 | 1.9388e-05 | 7.4491e-05 | 1.2265e-05 | 3.0012e-05 | 0.00013616 | 136.1568 | 8446.1471 | 39.0276
|  |  |  | 1366 | 1.366 | 1.9412e-05 | 7.4582e-05 | 1.2256e-05 | 2.9983e-05 | 0.00013623 | 136.2325 | 8441.4527 | 39.0167
|  |  |  | 1367 | 1.367 | 1.9435e-05 | 7.4672e-05 | 1.2247e-05 | 2.9953e-05 | 0.00013631 | 136.3083 | 8436.7574 | 39.0059
|  |  |  | 1368 | 1.368 | 1.9459e-05 | 7.4763e-05 | 1.2238e-05 | 2.9924e-05 | 0.00013638 | 136.3842 | 8432.0612 | 38.995
|  |  |  | 1369 | 1.369 | 1.9483e-05 | 7.4854e-05 | 1.2229e-05 | 2.9895e-05 | 0.00013646 | 136.4602 | 8427.3642 | 38.9842
|  |  |  | 1370 | 1.37 | 1.9506e-05 | 7.4945e-05 | 1.222e-05 | 2.9865e-05 | 0.00013654 | 136.5363 | 8422.6664 | 38.9733
|  |  |  | 1371 | 1.371 | 1.953e-05 | 7.5035e-05 | 1.2211e-05 | 2.9836e-05 | 0.00013661 | 136.6125 | 8417.9679 | 38.9624
|  |  |  | 1372 | 1.372 | 1.9554e-05 | 7.5126e-05 | 1.2202e-05 | 2.9807e-05 | 0.00013669 | 136.6888 | 8413.2686 | 38.9515
|  |  |  | 1373 | 1.373 | 1.9577e-05 | 7.5217e-05 | 1.2193e-05 | 2.9778e-05 | 0.00013677 | 136.7653 | 8408.5685 | 38.9407
|  |  |  | 1374 | 1.374 | 1.9601e-05 | 7.5308e-05 | 1.2184e-05 | 2.9749e-05 | 0.00013684 | 136.8418 | 8403.8678 | 38.9298
|  |  |  | 1375 | 1.375 | 1.9625e-05 | 7.5399e-05 | 1.2175e-05 | 2.972e-05 | 0.00013692 | 136.9184 | 8399.1663 | 38.9189
|  |  |  | 1376 | 1.376 | 1.9648e-05 | 7.549e-05 | 1.2166e-05 | 2.9691e-05 | 0.000137 | 136.995 | 8394.4642 | 38.908
|  |  |  | 1377 | 1.377 | 1.9672e-05 | 7.5581e-05 | 1.2158e-05 | 2.9662e-05 | 0.00013707 | 137.0718 | 8389.7614 | 38.8971
|  |  |  | 1378 | 1.378 | 1.9696e-05 | 7.5672e-05 | 1.2149e-05 | 2.9633e-05 | 0.00013715 | 137.1487 | 8385.058 | 38.8862
|  |  |  | 1379 | 1.379 | 1.9719e-05 | 7.5763e-05 | 1.214e-05 | 2.9604e-05 | 0.00013723 | 137.2257 | 8380.354 | 38.8753
|  |  |  | 1380 | 1.38 | 1.9743e-05 | 7.5854e-05 | 1.2131e-05 | 2.9575e-05 | 0.0001373 | 137.3028 | 8375.6494 | 38.8644
|  |  |  | 1381 | 1.381 | 1.9767e-05 | 7.5945e-05 | 1.2122e-05 | 2.9546e-05 | 0.00013738 | 137.38 | 8370.9442 | 38.8534
|  |  |  | 1382 | 1.382 | 1.979e-05 | 7.6036e-05 | 1.2113e-05 | 2.9518e-05 | 0.00013746 | 137.4572 | 8366.2385 | 38.8425
|  |  |  | 1383 | 1.383 | 1.9814e-05 | 7.6127e-05 | 1.2104e-05 | 2.9489e-05 | 0.00013753 | 137.5346 | 8361.5323 | 38.8316
|  |  |  | 1384 | 1.384 | 1.9838e-05 | 7.6218e-05 | 1.2095e-05 | 2.946e-05 | 0.00013761 | 137.6121 | 8356.8255 | 38.8207
|  |  |  | 1385 | 1.385 | 1.9862e-05 | 7.631e-05 | 1.2087e-05 | 2.9432e-05 | 0.00013769 | 137.6896 | 8352.1183 | 38.8097
|  |  |  | 1386 | 1.386 | 1.9885e-05 | 7.6401e-05 | 1.2078e-05 | 2.9403e-05 | 0.00013777 | 137.7673 | 8347.4106 | 38.7988
|  |  |  | 1387 | 1.387 | 1.9909e-05 | 7.6492e-05 | 1.2069e-05 | 2.9375e-05 | 0.00013785 | 137.845 | 8342.7025 | 38.7878
|  |  |  | 1388 | 1.388 | 1.9933e-05 | 7.6583e-05 | 1.206e-05 | 2.9346e-05 | 0.00013792 | 137.9229 | 8337.9939 | 38.7769
|  |  |  | 1389 | 1.389 | 1.9957e-05 | 7.6675e-05 | 1.2051e-05 | 2.9318e-05 | 0.000138 | 138.0008 | 8333.2849 | 38.7659
|  |  |  | 1390 | 1.39 | 1.998e-05 | 7.6766e-05 | 1.2043e-05 | 2.929e-05 | 0.00013808 | 138.0788 | 8328.5756 | 38.755
|  |  |  | 1391 | 1.391 | 2.0004e-05 | 7.6858e-05 | 1.2034e-05 | 2.9261e-05 | 0.00013816 | 138.157 | 8323.8658 | 38.744
|  |  |  | 1392 | 1.392 | 2.0028e-05 | 7.6949e-05 | 1.2025e-05 | 2.9233e-05 | 0.00013824 | 138.2352 | 8319.1558 | 38.7331
|  |  |  | 1393 | 1.393 | 2.0052e-05 | 7.704e-05 | 1.2016e-05 | 2.9205e-05 | 0.00013831 | 138.3135 | 8314.4454 | 38.7221
|  |  |  | 1394 | 1.394 | 2.0076e-05 | 7.7132e-05 | 1.2008e-05 | 2.9177e-05 | 0.00013839 | 138.3919 | 8309.7347 | 38.7111
|  |  |  | 1395 | 1.395 | 2.0099e-05 | 7.7224e-05 | 1.1999e-05 | 2.9148e-05 | 0.00013847 | 138.4704 | 8305.0237 | 38.7002
|  |  |  | 1396 | 1.396 | 2.0123e-05 | 7.7315e-05 | 1.199e-05 | 2.912e-05 | 0.00013855 | 138.549 | 8300.3124 | 38.6892
|  |  |  | 1397 | 1.397 | 2.0147e-05 | 7.7407e-05 | 1.1982e-05 | 2.9092e-05 | 0.00013863 | 138.6277 | 8295.6009 | 38.6782
|  |  |  | 1398 | 1.398 | 2.0171e-05 | 7.7498e-05 | 1.1973e-05 | 2.9064e-05 | 0.00013871 | 138.7065 | 8290.8891 | 38.6672
|  |  |  | 1399 | 1.399 | 2.0195e-05 | 7.759e-05 | 1.1964e-05 | 2.9036e-05 | 0.00013879 | 138.7853 | 8286.1772 | 38.6562
|  |  |  | 1400 | 1.4 | 2.0219e-05 | 7.7682e-05 | 1.1956e-05 | 2.9008e-05 | 0.00013886 | 138.8643 | 8281.465 | 38.6452
|  |  |  | 1401 | 1.401 | 2.0243e-05 | 7.7773e-05 | 1.1947e-05 | 2.898e-05 | 0.00013894 | 138.9434 | 8276.7527 | 38.6342
|  |  |  | 1402 | 1.402 | 2.0266e-05 | 7.7865e-05 | 1.1938e-05 | 2.8953e-05 | 0.00013902 | 139.0225 | 8272.0402 | 38.6232
|  |  |  | 1403 | 1.403 | 2.029e-05 | 7.7957e-05 | 1.193e-05 | 2.8925e-05 | 0.0001391 | 139.1018 | 8267.3276 | 38.6122
|  |  |  | 1404 | 1.404 | 2.0314e-05 | 7.8049e-05 | 1.1921e-05 | 2.8897e-05 | 0.00013918 | 139.1811 | 8262.6149 | 38.6012
|  |  |  | 1405 | 1.405 | 2.0338e-05 | 7.8141e-05 | 1.1912e-05 | 2.8869e-05 | 0.00013926 | 139.2606 | 8257.9021 | 38.5902
|  |  |  | 1406 | 1.406 | 2.0362e-05 | 7.8233e-05 | 1.1904e-05 | 2.8842e-05 | 0.00013934 | 139.3401 | 8253.1892 | 38.5792
|  |  |  | 1407 | 1.407 | 2.0386e-05 | 7.8324e-05 | 1.1895e-05 | 2.8814e-05 | 0.00013942 | 139.4197 | 8248.4762 | 38.5682
|  |  |  | 1408 | 1.408 | 2.041e-05 | 7.8416e-05 | 1.1887e-05 | 2.8786e-05 | 0.0001395 | 139.4994 | 8243.7632 | 38.5572
|  |  |  | 1409 | 1.409 | 2.0434e-05 | 7.8508e-05 | 1.1878e-05 | 2.8759e-05 | 0.00013958 | 139.5792 | 8239.0501 | 38.5461
|  |  |  | 1410 | 1.41 | 2.0458e-05 | 7.86e-05 | 1.1869e-05 | 2.8731e-05 | 0.00013966 | 139.6591 | 8234.3371 | 38.5351
|  |  |  | 1411 | 1.411 | 2.0482e-05 | 7.8692e-05 | 1.1861e-05 | 2.8704e-05 | 0.00013974 | 139.7391 | 8229.6241 | 38.5241
|  |  |  | 1412 | 1.412 | 2.0506e-05 | 7.8785e-05 | 1.1852e-05 | 2.8676e-05 | 0.00013982 | 139.8191 | 8224.9111 | 38.513
|  |  |  | 1413 | 1.413 | 2.053e-05 | 7.8877e-05 | 1.1844e-05 | 2.8649e-05 | 0.0001399 | 139.8993 | 8220.1981 | 38.502
|  |  |  | 1414 | 1.414 | 2.0554e-05 | 7.8969e-05 | 1.1835e-05 | 2.8622e-05 | 0.00013998 | 139.9796 | 8215.4852 | 38.491
|  |  |  | 1415 | 1.415 | 2.0578e-05 | 7.9061e-05 | 1.1827e-05 | 2.8594e-05 | 0.00014006 | 140.0599 | 8210.7724 | 38.4799
|  |  |  | 1416 | 1.416 | 2.0602e-05 | 7.9153e-05 | 1.1818e-05 | 2.8567e-05 | 0.00014014 | 140.1403 | 8206.0597 | 38.4689
|  |  |  | 1417 | 1.417 | 2.0626e-05 | 7.9245e-05 | 1.181e-05 | 2.854e-05 | 0.00014022 | 140.2209 | 8201.3471 | 38.4578
|  |  |  | 1418 | 1.418 | 2.065e-05 | 7.9338e-05 | 1.1801e-05 | 2.8513e-05 | 0.0001403 | 140.3015 | 8196.6346 | 38.4468
|  |  |  | 1419 | 1.419 | 2.0674e-05 | 7.943e-05 | 1.1793e-05 | 2.8486e-05 | 0.00014038 | 140.3822 | 8191.9223 | 38.4357
|  |  |  | 1420 | 1.42 | 2.0698e-05 | 7.9522e-05 | 1.1785e-05 | 2.8459e-05 | 0.00014046 | 140.463 | 8187.2102 | 38.4247
|  |  |  | 1421 | 1.421 | 2.0722e-05 | 7.9615e-05 | 1.1776e-05 | 2.8431e-05 | 0.00014054 | 140.5439 | 8182.4983 | 38.4136
|  |  |  | 1422 | 1.422 | 2.0746e-05 | 7.9707e-05 | 1.1768e-05 | 2.8404e-05 | 0.00014062 | 140.6248 | 8177.7865 | 38.4026
|  |  |  | 1423 | 1.423 | 2.077e-05 | 7.9799e-05 | 1.1759e-05 | 2.8377e-05 | 0.00014071 | 140.7059 | 8173.075 | 38.3915
|  |  |  | 1424 | 1.424 | 2.0794e-05 | 7.9892e-05 | 1.1751e-05 | 2.8351e-05 | 0.00014079 | 140.7871 | 8168.3637 | 38.3804
|  |  |  | 1425 | 1.425 | 2.0818e-05 | 7.9984e-05 | 1.1742e-05 | 2.8324e-05 | 0.00014087 | 140.8683 | 8163.6527 | 38.3694
|  |  |  | 1426 | 1.426 | 2.0842e-05 | 8.0077e-05 | 1.1734e-05 | 2.8297e-05 | 0.00014095 | 140.9496 | 8158.9419 | 38.3583
|  |  |  | 1427 | 1.427 | 2.0866e-05 | 8.0169e-05 | 1.1726e-05 | 2.827e-05 | 0.00014103 | 141.0311 | 8154.2315 | 38.3472
|  |  |  | 1428 | 1.428 | 2.089e-05 | 8.0262e-05 | 1.1717e-05 | 2.8243e-05 | 0.00014111 | 141.1126 | 8149.5213 | 38.3361
|  |  |  | 1429 | 1.429 | 2.0914e-05 | 8.0354e-05 | 1.1709e-05 | 2.8216e-05 | 0.00014119 | 141.1942 | 8144.8115 | 38.3251
|  |  |  | 1430 | 1.43 | 2.0938e-05 | 8.0447e-05 | 1.1701e-05 | 2.819e-05 | 0.00014128 | 141.2759 | 8140.102 | 38.314
|  |  |  | 1431 | 1.431 | 2.0963e-05 | 8.054e-05 | 1.1692e-05 | 2.8163e-05 | 0.00014136 | 141.3576 | 8135.3928 | 38.3029
|  |  |  | 1432 | 1.432 | 2.0987e-05 | 8.0632e-05 | 1.1684e-05 | 2.8136e-05 | 0.00014144 | 141.4395 | 8130.6841 | 38.2918
|  |  |  | 1433 | 1.433 | 2.1011e-05 | 8.0725e-05 | 1.1676e-05 | 2.811e-05 | 0.00014152 | 141.5215 | 8125.9757 | 38.2807
|  |  |  | 1434 | 1.434 | 2.1035e-05 | 8.0818e-05 | 1.1667e-05 | 2.8083e-05 | 0.0001416 | 141.6035 | 8121.2677 | 38.2696
|  |  |  | 1435 | 1.435 | 2.1059e-05 | 8.0911e-05 | 1.1659e-05 | 2.8057e-05 | 0.00014169 | 141.6856 | 8116.5602 | 38.2585
|  |  |  | 1436 | 1.436 | 2.1083e-05 | 8.1004e-05 | 1.1651e-05 | 2.803e-05 | 0.00014177 | 141.7679 | 8111.853 | 38.2474
|  |  |  | 1437 | 1.437 | 2.1107e-05 | 8.1096e-05 | 1.1642e-05 | 2.8004e-05 | 0.00014185 | 141.8502 | 8107.1464 | 38.2363
|  |  |  | 1438 | 1.438 | 2.1132e-05 | 8.1189e-05 | 1.1634e-05 | 2.7978e-05 | 0.00014193 | 141.9326 | 8102.4402 | 38.2252
|  |  |  | 1439 | 1.439 | 2.1156e-05 | 8.1282e-05 | 1.1626e-05 | 2.7951e-05 | 0.00014202 | 142.015 | 8097.7345 | 38.2141
|  |  |  | 1440 | 1.44 | 2.118e-05 | 8.1375e-05 | 1.1618e-05 | 2.7925e-05 | 0.0001421 | 142.0976 | 8093.0292 | 38.203
|  |  |  | 1441 | 1.441 | 2.1204e-05 | 8.1468e-05 | 1.1609e-05 | 2.7899e-05 | 0.00014218 | 142.1802 | 8088.3245 | 38.1919
|  |  |  | 1442 | 1.442 | 2.1228e-05 | 8.1561e-05 | 1.1601e-05 | 2.7872e-05 | 0.00014226 | 142.263 | 8083.6204 | 38.1808
|  |  |  | 1443 | 1.443 | 2.1253e-05 | 8.1654e-05 | 1.1593e-05 | 2.7846e-05 | 0.00014235 | 142.3458 | 8078.9168 | 38.1697
|  |  |  | 1444 | 1.444 | 2.1277e-05 | 8.1747e-05 | 1.1585e-05 | 2.782e-05 | 0.00014243 | 142.4287 | 8074.2137 | 38.1586
|  |  |  | 1445 | 1.445 | 2.1301e-05 | 8.184e-05 | 1.1577e-05 | 2.7794e-05 | 0.00014251 | 142.5117 | 8069.5112 | 38.1475
|  |  |  | 1446 | 1.446 | 2.1325e-05 | 8.1933e-05 | 1.1568e-05 | 2.7768e-05 | 0.00014259 | 142.5948 | 8064.8093 | 38.1364
|  |  |  | 1447 | 1.447 | 2.135e-05 | 8.2026e-05 | 1.156e-05 | 2.7742e-05 | 0.00014268 | 142.678 | 8060.1081 | 38.1253
|  |  |  | 1448 | 1.448 | 2.1374e-05 | 8.212e-05 | 1.1552e-05 | 2.7716e-05 | 0.00014276 | 142.7612 | 8055.4074 | 38.1141
|  |  |  | 1449 | 1.449 | 2.1398e-05 | 8.2213e-05 | 1.1544e-05 | 2.769e-05 | 0.00014284 | 142.8446 | 8050.7074 | 38.103
|  |  |  | 1450 | 1.45 | 2.1422e-05 | 8.2306e-05 | 1.1536e-05 | 2.7664e-05 | 0.00014293 | 142.928 | 8046.0081 | 38.0919
|  |  |  | 1451 | 1.451 | 2.1447e-05 | 8.2399e-05 | 1.1528e-05 | 2.7638e-05 | 0.00014301 | 143.0115 | 8041.3094 | 38.0808
|  |  |  | 1452 | 1.452 | 2.1471e-05 | 8.2493e-05 | 1.1519e-05 | 2.7612e-05 | 0.0001431 | 143.0951 | 8036.6114 | 38.0696
|  |  |  | 1453 | 1.453 | 2.1495e-05 | 8.2586e-05 | 1.1511e-05 | 2.7587e-05 | 0.00014318 | 143.1788 | 8031.9141 | 38.0585
|  |  |  | 1454 | 1.454 | 2.1519e-05 | 8.2679e-05 | 1.1503e-05 | 2.7561e-05 | 0.00014326 | 143.2626 | 8027.2175 | 38.0474
|  |  |  | 1455 | 1.455 | 2.1544e-05 | 8.2773e-05 | 1.1495e-05 | 2.7535e-05 | 0.00014335 | 143.3465 | 8022.5216 | 38.0363
|  |  |  | 1456 | 1.456 | 2.1568e-05 | 8.2866e-05 | 1.1487e-05 | 2.7509e-05 | 0.00014343 | 143.4304 | 8017.8265 | 38.0251
|  |  |  | 1457 | 1.457 | 2.1592e-05 | 8.2959e-05 | 1.1479e-05 | 2.7484e-05 | 0.00014351 | 143.5144 | 8013.1321 | 38.014
|  |  |  | 1458 | 1.458 | 2.1617e-05 | 8.3053e-05 | 1.1471e-05 | 2.7458e-05 | 0.0001436 | 143.5985 | 8008.4386 | 38.0029
|  |  |  | 1459 | 1.459 | 2.1641e-05 | 8.3146e-05 | 1.1463e-05 | 2.7433e-05 | 0.00014368 | 143.6827 | 8003.7458 | 37.9917
|  |  |  | 1460 | 1.46 | 2.1665e-05 | 8.324e-05 | 1.1455e-05 | 2.7407e-05 | 0.00014377 | 143.767 | 7999.0538 | 37.9806
|  |  |  | 1461 | 1.461 | 2.169e-05 | 8.3333e-05 | 1.1447e-05 | 2.7382e-05 | 0.00014385 | 143.8514 | 7994.3626 | 37.9694
|  |  |  | 1462 | 1.462 | 2.1714e-05 | 8.3427e-05 | 1.1439e-05 | 2.7356e-05 | 0.00014394 | 143.9358 | 7989.6722 | 37.9583
|  |  |  | 1463 | 1.463 | 2.1738e-05 | 8.3521e-05 | 1.1431e-05 | 2.7331e-05 | 0.00014402 | 144.0203 | 7984.9827 | 37.9472
|  |  |  | 1464 | 1.464 | 2.1763e-05 | 8.3614e-05 | 1.1423e-05 | 2.7305e-05 | 0.0001441 | 144.105 | 7980.2941 | 37.936
|  |  |  | 1465 | 1.465 | 2.1787e-05 | 8.3708e-05 | 1.1415e-05 | 2.728e-05 | 0.00014419 | 144.1897 | 7975.6063 | 37.9249
|  |  |  | 1466 | 1.466 | 2.1812e-05 | 8.3802e-05 | 1.1407e-05 | 2.7255e-05 | 0.00014427 | 144.2744 | 7970.9194 | 37.9137
|  |  |  | 1467 | 1.467 | 2.1836e-05 | 8.3895e-05 | 1.1399e-05 | 2.7229e-05 | 0.00014436 | 144.3593 | 7966.2334 | 37.9026
|  |  |  | 1468 | 1.468 | 2.186e-05 | 8.3989e-05 | 1.1391e-05 | 2.7204e-05 | 0.00014444 | 144.4443 | 7961.5483 | 37.8914
|  |  |  | 1469 | 1.469 | 2.1885e-05 | 8.4083e-05 | 1.1383e-05 | 2.7179e-05 | 0.00014453 | 144.5293 | 7956.8642 | 37.8803
|  |  |  | 1470 | 1.47 | 2.1909e-05 | 8.4177e-05 | 1.1375e-05 | 2.7154e-05 | 0.00014461 | 144.6144 | 7952.181 | 37.8691
|  |  |  | 1471 | 1.471 | 2.1934e-05 | 8.4271e-05 | 1.1367e-05 | 2.7129e-05 | 0.0001447 | 144.6996 | 7947.4987 | 37.858
|  |  |  | 1472 | 1.472 | 2.1958e-05 | 8.4365e-05 | 1.1359e-05 | 2.7103e-05 | 0.00014478 | 144.7849 | 7942.8174 | 37.8468
|  |  |  | 1473 | 1.473 | 2.1983e-05 | 8.4458e-05 | 1.1351e-05 | 2.7078e-05 | 0.00014487 | 144.8703 | 7938.1371 | 37.8357
|  |  |  | 1474 | 1.474 | 2.2007e-05 | 8.4552e-05 | 1.1343e-05 | 2.7053e-05 | 0.00014496 | 144.9557 | 7933.4578 | 37.8245
|  |  |  | 1475 | 1.475 | 2.2031e-05 | 8.4646e-05 | 1.1335e-05 | 2.7028e-05 | 0.00014504 | 145.0412 | 7928.7795 | 37.8134
|  |  |  | 1476 | 1.476 | 2.2056e-05 | 8.474e-05 | 1.1327e-05 | 2.7003e-05 | 0.00014513 | 145.1269 | 7924.1022 | 37.8022
|  |  |  | 1477 | 1.477 | 2.208e-05 | 8.4834e-05 | 1.1319e-05 | 2.6979e-05 | 0.00014521 | 145.2125 | 7919.4259 | 37.7911
|  |  |  | 1478 | 1.478 | 2.2105e-05 | 8.4928e-05 | 1.1311e-05 | 2.6954e-05 | 0.0001453 | 145.2983 | 7914.7507 | 37.7799
|  |  |  | 1479 | 1.479 | 2.2129e-05 | 8.5023e-05 | 1.1303e-05 | 2.6929e-05 | 0.00014538 | 145.3842 | 7910.0766 | 37.7688
|  |  |  | 1480 | 1.48 | 2.2154e-05 | 8.5117e-05 | 1.1296e-05 | 2.6904e-05 | 0.00014547 | 145.4701 | 7905.4035 | 37.7576
|  |  |  | 1481 | 1.481 | 2.2178e-05 | 8.5211e-05 | 1.1288e-05 | 2.6879e-05 | 0.00014556 | 145.5561 | 7900.7316 | 37.7464
|  |  |  | 1482 | 1.482 | 2.2203e-05 | 8.5305e-05 | 1.128e-05 | 2.6855e-05 | 0.00014564 | 145.6422 | 7896.0607 | 37.7353
|  |  |  | 1483 | 1.483 | 2.2227e-05 | 8.5399e-05 | 1.1272e-05 | 2.683e-05 | 0.00014573 | 145.7284 | 7891.3909 | 37.7241
|  |  |  | 1484 | 1.484 | 2.2252e-05 | 8.5493e-05 | 1.1264e-05 | 2.6805e-05 | 0.00014581 | 145.8147 | 7886.7223 | 37.713
|  |  |  | 1485 | 1.485 | 2.2276e-05 | 8.5588e-05 | 1.1256e-05 | 2.6781e-05 | 0.0001459 | 145.901 | 7882.0548 | 37.7018
|  |  |  | 1486 | 1.486 | 2.2301e-05 | 8.5682e-05 | 1.1249e-05 | 2.6756e-05 | 0.00014599 | 145.9875 | 7877.3884 | 37.6906
|  |  |  | 1487 | 1.487 | 2.2326e-05 | 8.5776e-05 | 1.1241e-05 | 2.6731e-05 | 0.00014607 | 146.074 | 7872.7232 | 37.6795
|  |  |  | 1488 | 1.488 | 2.235e-05 | 8.5871e-05 | 1.1233e-05 | 2.6707e-05 | 0.00014616 | 146.1606 | 7868.0592 | 37.6683
|  |  |  | 1489 | 1.489 | 2.2375e-05 | 8.5965e-05 | 1.1225e-05 | 2.6682e-05 | 0.00014625 | 146.2472 | 7863.3964 | 37.6571
|  |  |  | 1490 | 1.49 | 2.2399e-05 | 8.6059e-05 | 1.1217e-05 | 2.6658e-05 | 0.00014633 | 146.334 | 7858.7347 | 37.646
|  |  |  | 1491 | 1.491 | 2.2424e-05 | 8.6154e-05 | 1.121e-05 | 2.6634e-05 | 0.00014642 | 146.4208 | 7854.0743 | 37.6348
|  |  |  | 1492 | 1.492 | 2.2448e-05 | 8.6248e-05 | 1.1202e-05 | 2.6609e-05 | 0.00014651 | 146.5077 | 7849.4151 | 37.6236
|  |  |  | 1493 | 1.493 | 2.2473e-05 | 8.6343e-05 | 1.1194e-05 | 2.6585e-05 | 0.00014659 | 146.5947 | 7844.7572 | 37.6125
|  |  |  | 1494 | 1.494 | 2.2498e-05 | 8.6437e-05 | 1.1186e-05 | 2.6561e-05 | 0.00014668 | 146.6818 | 7840.1005 | 37.6013
|  |  |  | 1495 | 1.495 | 2.2522e-05 | 8.6532e-05 | 1.1179e-05 | 2.6536e-05 | 0.00014677 | 146.7689 | 7835.445 | 37.5902
|  |  |  | 1496 | 1.496 | 2.2547e-05 | 8.6626e-05 | 1.1171e-05 | 2.6512e-05 | 0.00014686 | 146.8562 | 7830.7909 | 37.579
|  |  |  | 1497 | 1.497 | 2.2571e-05 | 8.6721e-05 | 1.1163e-05 | 2.6488e-05 | 0.00014694 | 146.9435 | 7826.138 | 37.5678
|  |  |  | 1498 | 1.498 | 2.2596e-05 | 8.6816e-05 | 1.1156e-05 | 2.6464e-05 | 0.00014703 | 147.0309 | 7821.4864 | 37.5567
|  |  |  | 1499 | 1.499 | 2.2621e-05 | 8.691e-05 | 1.1148e-05 | 2.644e-05 | 0.00014712 | 147.1183 | 7816.8361 | 37.5455
|  |  |  | 1500 | 1.5 | 2.2645e-05 | 8.7005e-05 | 1.114e-05 | 2.6415e-05 | 0.00014721 | 147.2059 | 7812.1871 | 37.5343
|  |  |  | 1501 | 1.501 | 2.267e-05 | 8.71e-05 | 1.1133e-05 | 2.6391e-05 | 0.00014729 | 147.2935 | 7807.5395 | 37.5232
|  |  |  | 1502 | 1.502 | 2.2695e-05 | 8.7194e-05 | 1.1125e-05 | 2.6367e-05 | 0.00014738 | 147.3812 | 7802.8932 | 37.512
|  |  |  | 1503 | 1.503 | 2.2719e-05 | 8.7289e-05 | 1.1117e-05 | 2.6343e-05 | 0.00014747 | 147.469 | 7798.2483 | 37.5008
|  |  |  | 1504 | 1.504 | 2.2744e-05 | 8.7384e-05 | 1.111e-05 | 2.6319e-05 | 0.00014756 | 147.5569 | 7793.6047 | 37.4897
|  |  |  | 1505 | 1.505 | 2.2769e-05 | 8.7479e-05 | 1.1102e-05 | 2.6296e-05 | 0.00014764 | 147.6448 | 7788.9625 | 37.4785
|  |  |  | 1506 | 1.506 | 2.2793e-05 | 8.7574e-05 | 1.1094e-05 | 2.6272e-05 | 0.00014773 | 147.7328 | 7784.3217 | 37.4673
|  |  |  | 1507 | 1.507 | 2.2818e-05 | 8.7668e-05 | 1.1087e-05 | 2.6248e-05 | 0.00014782 | 147.8209 | 7779.6823 | 37.4562
|  |  |  | 1508 | 1.508 | 2.2843e-05 | 8.7763e-05 | 1.1079e-05 | 2.6224e-05 | 0.00014791 | 147.9091 | 7775.0444 | 37.445
|  |  |  | 1509 | 1.509 | 2.2867e-05 | 8.7858e-05 | 1.1071e-05 | 2.62e-05 | 0.000148 | 147.9974 | 7770.4078 | 37.4338
|  |  |  | 1510 | 1.51 | 2.2892e-05 | 8.7953e-05 | 1.1064e-05 | 2.6176e-05 | 0.00014809 | 148.0857 | 7765.7727 | 37.4227
|  |  |  | 1511 | 1.511 | 2.2917e-05 | 8.8048e-05 | 1.1056e-05 | 2.6153e-05 | 0.00014817 | 148.1741 | 7761.139 | 37.4115
|  |  |  | 1512 | 1.512 | 2.2942e-05 | 8.8143e-05 | 1.1049e-05 | 2.6129e-05 | 0.00014826 | 148.2626 | 7756.5068 | 37.4003
|  |  |  | 1513 | 1.513 | 2.2966e-05 | 8.8238e-05 | 1.1041e-05 | 2.6105e-05 | 0.00014835 | 148.3512 | 7751.876 | 37.3892
|  |  |  | 1514 | 1.514 | 2.2991e-05 | 8.8333e-05 | 1.1034e-05 | 2.6082e-05 | 0.00014844 | 148.4398 | 7747.2467 | 37.378
|  |  |  | 1515 | 1.515 | 2.3016e-05 | 8.8429e-05 | 1.1026e-05 | 2.6058e-05 | 0.00014853 | 148.5286 | 7742.6189 | 37.3668
|  |  |  | 1516 | 1.516 | 2.3041e-05 | 8.8524e-05 | 1.1018e-05 | 2.6035e-05 | 0.00014862 | 148.6174 | 7737.9926 | 37.3557
|  |  |  | 1517 | 1.517 | 2.3065e-05 | 8.8619e-05 | 1.1011e-05 | 2.6011e-05 | 0.00014871 | 148.7062 | 7733.3679 | 37.3445
|  |  |  | 1518 | 1.518 | 2.309e-05 | 8.8714e-05 | 1.1003e-05 | 2.5988e-05 | 0.0001488 | 148.7952 | 7728.7446 | 37.3333
|  |  |  | 1519 | 1.519 | 2.3115e-05 | 8.8809e-05 | 1.0996e-05 | 2.5964e-05 | 0.00014888 | 148.8842 | 7724.1229 | 37.3222
|  |  |  | 1520 | 1.52 | 2.314e-05 | 8.8905e-05 | 1.0988e-05 | 2.5941e-05 | 0.00014897 | 148.9733 | 7719.5027 | 37.311
|  |  |  | 1521 | 1.521 | 2.3165e-05 | 8.9e-05 | 1.0981e-05 | 2.5917e-05 | 0.00014906 | 149.0625 | 7714.884 | 37.2998
|  |  |  | 1522 | 1.522 | 2.3189e-05 | 8.9095e-05 | 1.0973e-05 | 2.5894e-05 | 0.00014915 | 149.1518 | 7710.267 | 37.2887
|  |  |  | 1523 | 1.523 | 2.3214e-05 | 8.919e-05 | 1.0966e-05 | 2.5871e-05 | 0.00014924 | 149.2411 | 7705.6515 | 37.2775
|  |  |  | 1524 | 1.524 | 2.3239e-05 | 8.9286e-05 | 1.0958e-05 | 2.5847e-05 | 0.00014933 | 149.3305 | 7701.0376 | 37.2664
|  |  |  | 1525 | 1.525 | 2.3264e-05 | 8.9381e-05 | 1.0951e-05 | 2.5824e-05 | 0.00014942 | 149.42 | 7696.4252 | 37.2552
|  |  |  | 1526 | 1.526 | 2.3289e-05 | 8.9477e-05 | 1.0943e-05 | 2.5801e-05 | 0.00014951 | 149.5096 | 7691.8145 | 37.244
|  |  |  | 1527 | 1.527 | 2.3313e-05 | 8.9572e-05 | 1.0936e-05 | 2.5778e-05 | 0.0001496 | 149.5992 | 7687.2054 | 37.2329
|  |  |  | 1528 | 1.528 | 2.3338e-05 | 8.9667e-05 | 1.0929e-05 | 2.5755e-05 | 0.00014969 | 149.6889 | 7682.598 | 37.2217
|  |  |  | 1529 | 1.529 | 2.3363e-05 | 8.9763e-05 | 1.0921e-05 | 2.5731e-05 | 0.00014978 | 149.7787 | 7677.9921 | 37.2106
|  |  |  | 1530 | 1.53 | 2.3388e-05 | 8.9859e-05 | 1.0914e-05 | 2.5708e-05 | 0.00014987 | 149.8686 | 7673.3879 | 37.1994
|  |  |  | 1531 | 1.531 | 2.3413e-05 | 8.9954e-05 | 1.0906e-05 | 2.5685e-05 | 0.00014996 | 149.9586 | 7668.7854 | 37.1882
|  |  |  | 1532 | 1.532 | 2.3438e-05 | 9.005e-05 | 1.0899e-05 | 2.5662e-05 | 0.00015005 | 150.0486 | 7664.1845 | 37.1771
|  |  |  | 1533 | 1.533 | 2.3463e-05 | 9.0145e-05 | 1.0892e-05 | 2.5639e-05 | 0.00015014 | 150.1387 | 7659.5853 | 37.1659
|  |  |  | 1534 | 1.534 | 2.3488e-05 | 9.0241e-05 | 1.0884e-05 | 2.5616e-05 | 0.00015023 | 150.2288 | 7654.9878 | 37.1548
|  |  |  | 1535 | 1.535 | 2.3512e-05 | 9.0337e-05 | 1.0877e-05 | 2.5593e-05 | 0.00015032 | 150.3191 | 7650.3919 | 37.1436
|  |  |  | 1536 | 1.536 | 2.3537e-05 | 9.0432e-05 | 1.0869e-05 | 2.557e-05 | 0.00015041 | 150.4094 | 7645.7978 | 37.1325
|  |  |  | 1537 | 1.537 | 2.3562e-05 | 9.0528e-05 | 1.0862e-05 | 2.5548e-05 | 0.0001505 | 150.4998 | 7641.2054 | 37.1213
|  |  |  | 1538 | 1.538 | 2.3587e-05 | 9.0624e-05 | 1.0855e-05 | 2.5525e-05 | 0.00015059 | 150.5903 | 7636.6147 | 37.1102
|  |  |  | 1539 | 1.539 | 2.3612e-05 | 9.0719e-05 | 1.0847e-05 | 2.5502e-05 | 0.00015068 | 150.6808 | 7632.0258 | 37.099
|  |  |  | 1540 | 1.54 | 2.3637e-05 | 9.0815e-05 | 1.084e-05 | 2.5479e-05 | 0.00015077 | 150.7715 | 7627.4385 | 37.0878
|  |  |  | 1541 | 1.541 | 2.3662e-05 | 9.0911e-05 | 1.0833e-05 | 2.5456e-05 | 0.00015086 | 150.8621 | 7622.8531 | 37.0767
|  |  |  | 1542 | 1.542 | 2.3687e-05 | 9.1007e-05 | 1.0825e-05 | 2.5434e-05 | 0.00015095 | 150.9529 | 7618.2694 | 37.0655
|  |  |  | 1543 | 1.543 | 2.3712e-05 | 9.1103e-05 | 1.0818e-05 | 2.5411e-05 | 0.00015104 | 151.0438 | 7613.6874 | 37.0544
|  |  |  | 1544 | 1.544 | 2.3737e-05 | 9.1199e-05 | 1.0811e-05 | 2.5388e-05 | 0.00015113 | 151.1347 | 7609.1073 | 37.0433
|  |  |  | 1545 | 1.545 | 2.3762e-05 | 9.1295e-05 | 1.0803e-05 | 2.5366e-05 | 0.00015123 | 151.2257 | 7604.5289 | 37.0321
|  |  |  | 1546 | 1.546 | 2.3787e-05 | 9.1391e-05 | 1.0796e-05 | 2.5343e-05 | 0.00015132 | 151.3167 | 7599.9523 | 37.021
|  |  |  | 1547 | 1.547 | 2.3812e-05 | 9.1487e-05 | 1.0789e-05 | 2.5321e-05 | 0.00015141 | 151.4079 | 7595.3776 | 37.0098
|  |  |  | 1548 | 1.548 | 2.3837e-05 | 9.1583e-05 | 1.0782e-05 | 2.5298e-05 | 0.0001515 | 151.4991 | 7590.8046 | 36.9987
|  |  |  | 1549 | 1.549 | 2.3862e-05 | 9.1679e-05 | 1.0774e-05 | 2.5276e-05 | 0.00015159 | 151.5904 | 7586.2335 | 36.9875
|  |  |  | 1550 | 1.55 | 2.3887e-05 | 9.1775e-05 | 1.0767e-05 | 2.5253e-05 | 0.00015168 | 151.6817 | 7581.6642 | 36.9764
|  |  |  | 1551 | 1.551 | 2.3912e-05 | 9.1871e-05 | 1.076e-05 | 2.5231e-05 | 0.00015177 | 151.7732 | 7577.0967 | 36.9653
|  |  |  | 1552 | 1.552 | 2.3937e-05 | 9.1967e-05 | 1.0753e-05 | 2.5208e-05 | 0.00015186 | 151.8647 | 7572.5311 | 36.9541
|  |  |  | 1553 | 1.553 | 2.3962e-05 | 9.2063e-05 | 1.0745e-05 | 2.5186e-05 | 0.00015196 | 151.9563 | 7567.9674 | 36.943
|  |  |  | 1554 | 1.554 | 2.3987e-05 | 9.2159e-05 | 1.0738e-05 | 2.5164e-05 | 0.00015205 | 152.0479 | 7563.4055 | 36.9318
|  |  |  | 1555 | 1.555 | 2.4012e-05 | 9.2255e-05 | 1.0731e-05 | 2.5141e-05 | 0.00015214 | 152.1396 | 7558.8455 | 36.9207
|  |  |  | 1556 | 1.556 | 2.4037e-05 | 9.2352e-05 | 1.0724e-05 | 2.5119e-05 | 0.00015223 | 152.2314 | 7554.2874 | 36.9096
|  |  |  | 1557 | 1.557 | 2.4062e-05 | 9.2448e-05 | 1.0716e-05 | 2.5097e-05 | 0.00015232 | 152.3233 | 7549.7312 | 36.8984
|  |  |  | 1558 | 1.558 | 2.4087e-05 | 9.2544e-05 | 1.0709e-05 | 2.5075e-05 | 0.00015242 | 152.4152 | 7545.1768 | 36.8873
|  |  |  | 1559 | 1.559 | 2.4112e-05 | 9.264e-05 | 1.0702e-05 | 2.5053e-05 | 0.00015251 | 152.5073 | 7540.6244 | 36.8762
|  |  |  | 1560 | 1.56 | 2.4137e-05 | 9.2737e-05 | 1.0695e-05 | 2.503e-05 | 0.0001526 | 152.5994 | 7536.0739 | 36.8651
|  |  |  | 1561 | 1.561 | 2.4162e-05 | 9.2833e-05 | 1.0688e-05 | 2.5008e-05 | 0.00015269 | 152.6915 | 7531.5254 | 36.8539
|  |  |  | 1562 | 1.562 | 2.4187e-05 | 9.293e-05 | 1.0681e-05 | 2.4986e-05 | 0.00015278 | 152.7837 | 7526.9787 | 36.8428
|  |  |  | 1563 | 1.563 | 2.4212e-05 | 9.3026e-05 | 1.0673e-05 | 2.4964e-05 | 0.00015288 | 152.876 | 7522.4341 | 36.8317
|  |  |  | 1564 | 1.564 | 2.4238e-05 | 9.3122e-05 | 1.0666e-05 | 2.4942e-05 | 0.00015297 | 152.9684 | 7517.8913 | 36.8206
|  |  |  | 1565 | 1.565 | 2.4263e-05 | 9.3219e-05 | 1.0659e-05 | 2.492e-05 | 0.00015306 | 153.0609 | 7513.3506 | 36.8094
|  |  |  | 1566 | 1.566 | 2.4288e-05 | 9.3315e-05 | 1.0652e-05 | 2.4898e-05 | 0.00015315 | 153.1534 | 7508.8118 | 36.7983
|  |  |  | 1567 | 1.567 | 2.4313e-05 | 9.3412e-05 | 1.0645e-05 | 2.4876e-05 | 0.00015325 | 153.246 | 7504.2749 | 36.7872
|  |  |  | 1568 | 1.568 | 2.4338e-05 | 9.3508e-05 | 1.0638e-05 | 2.4854e-05 | 0.00015334 | 153.3386 | 7499.7401 | 36.7761
|  |  |  | 1569 | 1.569 | 2.4363e-05 | 9.3605e-05 | 1.0631e-05 | 2.4832e-05 | 0.00015343 | 153.4314 | 7495.2073 | 36.765
|  |  |  | 1570 | 1.57 | 2.4388e-05 | 9.3702e-05 | 1.0624e-05 | 2.4811e-05 | 0.00015352 | 153.5242 | 7490.6764 | 36.7538
|  |  |  | 1571 | 1.571 | 2.4413e-05 | 9.3798e-05 | 1.0617e-05 | 2.4789e-05 | 0.00015362 | 153.6171 | 7486.1476 | 36.7427
|  |  |  | 1572 | 1.572 | 2.4439e-05 | 9.3895e-05 | 1.0609e-05 | 2.4767e-05 | 0.00015371 | 153.71 | 7481.6207 | 36.7316
|  |  |  | 1573 | 1.573 | 2.4464e-05 | 9.3992e-05 | 1.0602e-05 | 2.4745e-05 | 0.0001538 | 153.803 | 7477.0959 | 36.7205
|  |  |  | 1574 | 1.574 | 2.4489e-05 | 9.4088e-05 | 1.0595e-05 | 2.4724e-05 | 0.0001539 | 153.8961 | 7472.5732 | 36.7094
|  |  |  | 1575 | 1.575 | 2.4514e-05 | 9.4185e-05 | 1.0588e-05 | 2.4702e-05 | 0.00015399 | 153.9893 | 7468.0524 | 36.6983
|  |  |  | 1576 | 1.576 | 2.4539e-05 | 9.4282e-05 | 1.0581e-05 | 2.468e-05 | 0.00015408 | 154.0825 | 7463.5338 | 36.6872
|  |  |  | 1577 | 1.577 | 2.4565e-05 | 9.4379e-05 | 1.0574e-05 | 2.4659e-05 | 0.00015418 | 154.1758 | 7459.0171 | 36.6761
|  |  |  | 1578 | 1.578 | 2.459e-05 | 9.4475e-05 | 1.0567e-05 | 2.4637e-05 | 0.00015427 | 154.2692 | 7454.5026 | 36.665
|  |  |  | 1579 | 1.579 | 2.4615e-05 | 9.4572e-05 | 1.056e-05 | 2.4615e-05 | 0.00015436 | 154.3626 | 7449.9901 | 36.6539
|  |  |  | 1580 | 1.58 | 2.464e-05 | 9.4669e-05 | 1.0553e-05 | 2.4594e-05 | 0.00015446 | 154.4561 | 7445.4797 | 36.6428
|  |  |  | 1581 | 1.581 | 2.4665e-05 | 9.4766e-05 | 1.0546e-05 | 2.4572e-05 | 0.00015455 | 154.5497 | 7440.9713 | 36.6317
|  |  |  | 1582 | 1.582 | 2.4691e-05 | 9.4863e-05 | 1.0539e-05 | 2.4551e-05 | 0.00015464 | 154.6434 | 7436.4651 | 36.6206
|  |  |  | 1583 | 1.583 | 2.4716e-05 | 9.496e-05 | 1.0532e-05 | 2.4529e-05 | 0.00015474 | 154.7371 | 7431.961 | 36.6095
|  |  |  | 1584 | 1.584 | 2.4741e-05 | 9.5057e-05 | 1.0525e-05 | 2.4508e-05 | 0.00015483 | 154.8309 | 7427.4589 | 36.5984
|  |  |  | 1585 | 1.585 | 2.4766e-05 | 9.5154e-05 | 1.0518e-05 | 2.4487e-05 | 0.00015492 | 154.9247 | 7422.959 | 36.5873
|  |  |  | 1586 | 1.586 | 2.4792e-05 | 9.5251e-05 | 1.0511e-05 | 2.4465e-05 | 0.00015502 | 155.0187 | 7418.4612 | 36.5763
|  |  |  | 1587 | 1.587 | 2.4817e-05 | 9.5348e-05 | 1.0504e-05 | 2.4444e-05 | 0.00015511 | 155.1127 | 7413.9655 | 36.5652
|  |  |  | 1588 | 1.588 | 2.4842e-05 | 9.5445e-05 | 1.0497e-05 | 2.4422e-05 | 0.00015521 | 155.2067 | 7409.472 | 36.5541
|  |  |  | 1589 | 1.589 | 2.4867e-05 | 9.5542e-05 | 1.049e-05 | 2.4401e-05 | 0.0001553 | 155.3009 | 7404.9806 | 36.543
|  |  |  | 1590 | 1.59 | 2.4893e-05 | 9.5639e-05 | 1.0483e-05 | 2.438e-05 | 0.0001554 | 155.3951 | 7400.4914 | 36.5319
|  |  |  | 1591 | 1.591 | 2.4918e-05 | 9.5736e-05 | 1.0476e-05 | 2.4359e-05 | 0.00015549 | 155.4894 | 7396.0043 | 36.5208
|  |  |  | 1592 | 1.592 | 2.4943e-05 | 9.5833e-05 | 1.047e-05 | 2.4338e-05 | 0.00015558 | 155.5837 | 7391.5193 | 36.5098
|  |  |  | 1593 | 1.593 | 2.4968e-05 | 9.5931e-05 | 1.0463e-05 | 2.4316e-05 | 0.00015568 | 155.6781 | 7387.0366 | 36.4987
|  |  |  | 1594 | 1.594 | 2.4994e-05 | 9.6028e-05 | 1.0456e-05 | 2.4295e-05 | 0.00015577 | 155.7726 | 7382.556 | 36.4876
|  |  |  | 1595 | 1.595 | 2.5019e-05 | 9.6125e-05 | 1.0449e-05 | 2.4274e-05 | 0.00015587 | 155.8672 | 7378.0776 | 36.4766
|  |  |  | 1596 | 1.596 | 2.5044e-05 | 9.6222e-05 | 1.0442e-05 | 2.4253e-05 | 0.00015596 | 155.9618 | 7373.6014 | 36.4655
|  |  |  | 1597 | 1.597 | 2.507e-05 | 9.632e-05 | 1.0435e-05 | 2.4232e-05 | 0.00015606 | 156.0565 | 7369.1274 | 36.4544
|  |  |  | 1598 | 1.598 | 2.5095e-05 | 9.6417e-05 | 1.0428e-05 | 2.4211e-05 | 0.00015615 | 156.1512 | 7364.6556 | 36.4434
|  |  |  | 1599 | 1.599 | 2.512e-05 | 9.6514e-05 | 1.0421e-05 | 2.419e-05 | 0.00015625 | 156.2461 | 7360.186 | 36.4323
|  |  |  | 1600 | 1.6 | 2.5146e-05 | 9.6612e-05 | 1.0414e-05 | 2.4169e-05 | 0.00015634 | 156.3409 | 7355.7186 | 36.4212
|  |  |  | 1601 | 1.601 | 2.5171e-05 | 9.6709e-05 | 1.0408e-05 | 2.4148e-05 | 0.00015644 | 156.4359 | 7351.2535 | 36.4102
|  |  |  | 1602 | 1.602 | 2.5196e-05 | 9.6807e-05 | 1.0401e-05 | 2.4127e-05 | 0.00015653 | 156.5309 | 7346.7906 | 36.3991
|  |  |  | 1603 | 1.603 | 2.5222e-05 | 9.6904e-05 | 1.0394e-05 | 2.4106e-05 | 0.00015663 | 156.626 | 7342.3299 | 36.3881
|  |  |  | 1604 | 1.604 | 2.5247e-05 | 9.7002e-05 | 1.0387e-05 | 2.4085e-05 | 0.00015672 | 156.7212 | 7337.8714 | 36.377
|  |  |  | 1605 | 1.605 | 2.5273e-05 | 9.7099e-05 | 1.038e-05 | 2.4065e-05 | 0.00015682 | 156.8164 | 7333.4152 | 36.366
|  |  |  | 1606 | 1.606 | 2.5298e-05 | 9.7197e-05 | 1.0373e-05 | 2.4044e-05 | 0.00015691 | 156.9117 | 7328.9613 | 36.3549
|  |  |  | 1607 | 1.607 | 2.5323e-05 | 9.7294e-05 | 1.0367e-05 | 2.4023e-05 | 0.00015701 | 157.0071 | 7324.5096 | 36.3439
|  |  |  | 1608 | 1.608 | 2.5349e-05 | 9.7392e-05 | 1.036e-05 | 2.4002e-05 | 0.0001571 | 157.1025 | 7320.0602 | 36.3329
|  |  |  | 1609 | 1.609 | 2.5374e-05 | 9.7489e-05 | 1.0353e-05 | 2.3982e-05 | 0.0001572 | 157.198 | 7315.6131 | 36.3218
|  |  |  | 1610 | 1.61 | 2.54e-05 | 9.7587e-05 | 1.0346e-05 | 2.3961e-05 | 0.00015729 | 157.2936 | 7311.1682 | 36.3108
|  |  |  | 1611 | 1.611 | 2.5425e-05 | 9.7685e-05 | 1.0339e-05 | 2.394e-05 | 0.00015739 | 157.3892 | 7306.7257 | 36.2998
|  |  |  | 1612 | 1.612 | 2.545e-05 | 9.7782e-05 | 1.0333e-05 | 2.392e-05 | 0.00015748 | 157.4849 | 7302.2854 | 36.2887
|  |  |  | 1613 | 1.613 | 2.5476e-05 | 9.788e-05 | 1.0326e-05 | 2.3899e-05 | 0.00015758 | 157.5807 | 7297.8474 | 36.2777
|  |  |  | 1614 | 1.614 | 2.5501e-05 | 9.7978e-05 | 1.0319e-05 | 2.3878e-05 | 0.00015768 | 157.6765 | 7293.4117 | 36.2667
|  |  |  | 1615 | 1.615 | 2.5527e-05 | 9.8075e-05 | 1.0312e-05 | 2.3858e-05 | 0.00015777 | 157.7725 | 7288.9784 | 36.2556
|  |  |  | 1616 | 1.616 | 2.5552e-05 | 9.8173e-05 | 1.0306e-05 | 2.3837e-05 | 0.00015787 | 157.8684 | 7284.5473 | 36.2446
|  |  |  | 1617 | 1.617 | 2.5578e-05 | 9.8271e-05 | 1.0299e-05 | 2.3817e-05 | 0.00015796 | 157.9645 | 7280.1186 | 36.2336
|  |  |  | 1618 | 1.618 | 2.5603e-05 | 9.8369e-05 | 1.0292e-05 | 2.3796e-05 | 0.00015806 | 158.0606 | 7275.6922 | 36.2226
|  |  |  | 1619 | 1.619 | 2.5629e-05 | 9.8467e-05 | 1.0285e-05 | 2.3776e-05 | 0.00015816 | 158.1567 | 7271.2682 | 36.2116
|  |  |  | 1620 | 1.62 | 2.5654e-05 | 9.8565e-05 | 1.0279e-05 | 2.3756e-05 | 0.00015825 | 158.253 | 7266.8464 | 36.2006
|  |  |  | 1621 | 1.621 | 2.568e-05 | 9.8663e-05 | 1.0272e-05 | 2.3735e-05 | 0.00015835 | 158.3493 | 7262.4271 | 36.1895
|  |  |  | 1622 | 1.622 | 2.5705e-05 | 9.876e-05 | 1.0265e-05 | 2.3715e-05 | 0.00015845 | 158.4456 | 7258.0101 | 36.1785
|  |  |  | 1623 | 1.623 | 2.5731e-05 | 9.8858e-05 | 1.0259e-05 | 2.3694e-05 | 0.00015854 | 158.5421 | 7253.5954 | 36.1675
|  |  |  | 1624 | 1.624 | 2.5756e-05 | 9.8956e-05 | 1.0252e-05 | 2.3674e-05 | 0.00015864 | 158.6386 | 7249.1831 | 36.1565
|  |  |  | 1625 | 1.625 | 2.5782e-05 | 9.9054e-05 | 1.0245e-05 | 2.3654e-05 | 0.00015874 | 158.7351 | 7244.7732 | 36.1455
|  |  |  | 1626 | 1.626 | 2.5807e-05 | 9.9152e-05 | 1.0239e-05 | 2.3634e-05 | 0.00015883 | 158.8318 | 7240.3656 | 36.1345
|  |  |  | 1627 | 1.627 | 2.5833e-05 | 9.9251e-05 | 1.0232e-05 | 2.3613e-05 | 0.00015893 | 158.9285 | 7235.9604 | 36.1235
|  |  |  | 1628 | 1.628 | 2.5858e-05 | 9.9349e-05 | 1.0225e-05 | 2.3593e-05 | 0.00015903 | 159.0252 | 7231.5576 | 36.1126
|  |  |  | 1629 | 1.629 | 2.5884e-05 | 9.9447e-05 | 1.0219e-05 | 2.3573e-05 | 0.00015912 | 159.122 | 7227.1572 | 36.1016
|  |  |  | 1630 | 1.63 | 2.5909e-05 | 9.9545e-05 | 1.0212e-05 | 2.3553e-05 | 0.00015922 | 159.2189 | 7222.7592 | 36.0906
|  |  |  | 1631 | 1.631 | 2.5935e-05 | 9.9643e-05 | 1.0205e-05 | 2.3533e-05 | 0.00015932 | 159.3159 | 7218.3636 | 36.0796
|  |  |  | 1632 | 1.632 | 2.596e-05 | 9.9741e-05 | 1.0199e-05 | 2.3513e-05 | 0.00015941 | 159.4129 | 7213.9704 | 36.0686
|  |  |  | 1633 | 1.633 | 2.5986e-05 | 9.9839e-05 | 1.0192e-05 | 2.3493e-05 | 0.00015951 | 159.51 | 7209.5796 | 36.0576
|  |  |  | 1634 | 1.634 | 2.6011e-05 | 9.9938e-05 | 1.0185e-05 | 2.3473e-05 | 0.00015961 | 159.6071 | 7205.1912 | 36.0467
|  |  |  | 1635 | 1.635 | 2.6037e-05 | 0.00010004 | 1.0179e-05 | 2.3453e-05 | 0.0001597 | 159.7044 | 7200.8053 | 36.0357
|  |  |  | 1636 | 1.636 | 2.6063e-05 | 0.00010013 | 1.0172e-05 | 2.3433e-05 | 0.0001598 | 159.8016 | 7196.4217 | 36.0247
|  |  |  | 1637 | 1.637 | 2.6088e-05 | 0.00010023 | 1.0166e-05 | 2.3413e-05 | 0.0001599 | 159.899 | 7192.0406 | 36.0137
|  |  |  | 1638 | 1.638 | 2.6114e-05 | 0.00010033 | 1.0159e-05 | 2.3393e-05 | 0.00016 | 159.9964 | 7187.662 | 36.0028
|  |  |  | 1639 | 1.639 | 2.6139e-05 | 0.00010043 | 1.0153e-05 | 2.3373e-05 | 0.00016009 | 160.0939 | 7183.2858 | 35.9918
|  |  |  | 1640 | 1.64 | 2.6165e-05 | 0.00010053 | 1.0146e-05 | 2.3353e-05 | 0.00016019 | 160.1914 | 7178.912 | 35.9809
|  |  |  | 1641 | 1.641 | 2.6191e-05 | 0.00010063 | 1.0139e-05 | 2.3333e-05 | 0.00016029 | 160.289 | 7174.5407 | 35.9699
|  |  |  | 1642 | 1.642 | 2.6216e-05 | 0.00010072 | 1.0133e-05 | 2.3313e-05 | 0.00016039 | 160.3867 | 7170.1718 | 35.959
|  |  |  | 1643 | 1.643 | 2.6242e-05 | 0.00010082 | 1.0126e-05 | 2.3293e-05 | 0.00016048 | 160.4844 | 7165.8054 | 35.948
|  |  |  | 1644 | 1.644 | 2.6267e-05 | 0.00010092 | 1.012e-05 | 2.3274e-05 | 0.00016058 | 160.5822 | 7161.4415 | 35.9371
|  |  |  | 1645 | 1.645 | 2.6293e-05 | 0.00010102 | 1.0113e-05 | 2.3254e-05 | 0.00016068 | 160.6801 | 7157.08 | 35.9261
|  |  |  | 1646 | 1.646 | 2.6319e-05 | 0.00010112 | 1.0107e-05 | 2.3234e-05 | 0.00016078 | 160.778 | 7152.721 | 35.9152
|  |  |  | 1647 | 1.647 | 2.6344e-05 | 0.00010122 | 1.01e-05 | 2.3215e-05 | 0.00016088 | 160.876 | 7148.3645 | 35.9042
|  |  |  | 1648 | 1.648 | 2.637e-05 | 0.00010132 | 1.0094e-05 | 2.3195e-05 | 0.00016097 | 160.974 | 7144.0105 | 35.8933
|  |  |  | 1649 | 1.649 | 2.6396e-05 | 0.00010141 | 1.0087e-05 | 2.3175e-05 | 0.00016107 | 161.0721 | 7139.659 | 35.8824
|  |  |  | 1650 | 1.65 | 2.6421e-05 | 0.00010151 | 1.0081e-05 | 2.3156e-05 | 0.00016117 | 161.1703 | 7135.31 | 35.8714
|  |  |  | 1651 | 1.651 | 2.6447e-05 | 0.00010161 | 1.0074e-05 | 2.3136e-05 | 0.00016127 | 161.2685 | 7130.9634 | 35.8605
|  |  |  | 1652 | 1.652 | 2.6473e-05 | 0.00010171 | 1.0068e-05 | 2.3116e-05 | 0.00016137 | 161.3668 | 7126.6194 | 35.8496
|  |  |  | 1653 | 1.653 | 2.6498e-05 | 0.00010181 | 1.0061e-05 | 2.3097e-05 | 0.00016147 | 161.4652 | 7122.2779 | 35.8387
|  |  |  | 1654 | 1.654 | 2.6524e-05 | 0.00010191 | 1.0055e-05 | 2.3077e-05 | 0.00016156 | 161.5636 | 7117.9389 | 35.8277
|  |  |  | 1655 | 1.655 | 2.655e-05 | 0.00010201 | 1.0048e-05 | 2.3058e-05 | 0.00016166 | 161.6621 | 7113.6024 | 35.8168
|  |  |  | 1656 | 1.656 | 2.6576e-05 | 0.0001021 | 1.0042e-05 | 2.3038e-05 | 0.00016176 | 161.7607 | 7109.2684 | 35.8059
|  |  |  | 1657 | 1.657 | 2.6601e-05 | 0.0001022 | 1.0035e-05 | 2.3019e-05 | 0.00016186 | 161.8593 | 7104.937 | 35.795
|  |  |  | 1658 | 1.658 | 2.6627e-05 | 0.0001023 | 1.0029e-05 | 2.3e-05 | 0.00016196 | 161.958 | 7100.6081 | 35.7841
|  |  |  | 1659 | 1.659 | 2.6653e-05 | 0.0001024 | 1.0022e-05 | 2.298e-05 | 0.00016206 | 162.0567 | 7096.2817 | 35.7732
|  |  |  | 1660 | 1.66 | 2.6678e-05 | 0.0001025 | 1.0016e-05 | 2.2961e-05 | 0.00016216 | 162.1555 | 7091.9579 | 35.7623
|  |  |  | 1661 | 1.661 | 2.6704e-05 | 0.0001026 | 1.001e-05 | 2.2942e-05 | 0.00016225 | 162.2544 | 7087.6366 | 35.7514
|  |  |  | 1662 | 1.662 | 2.673e-05 | 0.0001027 | 1.0003e-05 | 2.2922e-05 | 0.00016235 | 162.3533 | 7083.3179 | 35.7405
|  |  |  | 1663 | 1.663 | 2.6756e-05 | 0.0001028 | 9.9968e-06 | 2.2903e-05 | 0.00016245 | 162.4523 | 7079.0017 | 35.7296
|  |  |  | 1664 | 1.664 | 2.6781e-05 | 0.0001029 | 9.9904e-06 | 2.2884e-05 | 0.00016255 | 162.5513 | 7074.6881 | 35.7187
|  |  |  | 1665 | 1.665 | 2.6807e-05 | 0.00010299 | 9.984e-06 | 2.2864e-05 | 0.00016265 | 162.6505 | 7070.377 | 35.7078
|  |  |  | 1666 | 1.666 | 2.6833e-05 | 0.00010309 | 9.9776e-06 | 2.2845e-05 | 0.00016275 | 162.7496 | 7066.0685 | 35.697
|  |  |  | 1667 | 1.667 | 2.6859e-05 | 0.00010319 | 9.9712e-06 | 2.2826e-05 | 0.00016285 | 162.8489 | 7061.7626 | 35.6861
|  |  |  | 1668 | 1.668 | 2.6884e-05 | 0.00010329 | 9.9648e-06 | 2.2807e-05 | 0.00016295 | 162.9482 | 7057.4592 | 35.6752
|  |  |  | 1669 | 1.669 | 2.691e-05 | 0.00010339 | 9.9584e-06 | 2.2788e-05 | 0.00016305 | 163.0475 | 7053.1584 | 35.6643
|  |  |  | 1670 | 1.67 | 2.6936e-05 | 0.00010349 | 9.9521e-06 | 2.2769e-05 | 0.00016315 | 163.1469 | 7048.8602 | 35.6535
|  |  |  | 1671 | 1.671 | 2.6962e-05 | 0.00010359 | 9.9457e-06 | 2.275e-05 | 0.00016325 | 163.2464 | 7044.5646 | 35.6426
|  |  |  | 1672 | 1.672 | 2.6988e-05 | 0.00010369 | 9.9394e-06 | 2.2731e-05 | 0.00016335 | 163.346 | 7040.2716 | 35.6317
|  |  |  | 1673 | 1.673 | 2.7013e-05 | 0.00010379 | 9.933e-06 | 2.2712e-05 | 0.00016345 | 163.4456 | 7035.9811 | 35.6209
|  |  |  | 1674 | 1.674 | 2.7039e-05 | 0.00010389 | 9.9267e-06 | 2.2693e-05 | 0.00016355 | 163.5452 | 7031.6933 | 35.61
|  |  |  | 1675 | 1.675 | 2.7065e-05 | 0.00010399 | 9.9204e-06 | 2.2674e-05 | 0.00016364 | 163.645 | 7027.4081 | 35.5992
|  |  |  | 1676 | 1.676 | 2.7091e-05 | 0.00010409 | 9.914e-06 | 2.2655e-05 | 0.00016374 | 163.7448 | 7023.1255 | 35.5883
|  |  |  | 1677 | 1.677 | 2.7117e-05 | 0.00010418 | 9.9077e-06 | 2.2636e-05 | 0.00016384 | 163.8446 | 7018.8454 | 35.5775
|  |  |  | 1678 | 1.678 | 2.7143e-05 | 0.00010428 | 9.9014e-06 | 2.2617e-05 | 0.00016394 | 163.9445 | 7014.568 | 35.5666
|  |  |  | 1679 | 1.679 | 2.7168e-05 | 0.00010438 | 9.8951e-06 | 2.2598e-05 | 0.00016404 | 164.0445 | 7010.2932 | 35.5558
|  |  |  | 1680 | 1.68 | 2.7194e-05 | 0.00010448 | 9.8888e-06 | 2.2579e-05 | 0.00016414 | 164.1445 | 7006.0211 | 35.545
|  |  |  | 1681 | 1.681 | 2.722e-05 | 0.00010458 | 9.8825e-06 | 2.256e-05 | 0.00016424 | 164.2446 | 7001.7515 | 35.5341
|  |  |  | 1682 | 1.682 | 2.7246e-05 | 0.00010468 | 9.8762e-06 | 2.2541e-05 | 0.00016434 | 164.3448 | 6997.4846 | 35.5233
|  |  |  | 1683 | 1.683 | 2.7272e-05 | 0.00010478 | 9.87e-06 | 2.2523e-05 | 0.00016444 | 164.445 | 6993.2203 | 35.5125
|  |  |  | 1684 | 1.684 | 2.7298e-05 | 0.00010488 | 9.8637e-06 | 2.2504e-05 | 0.00016455 | 164.5453 | 6988.9586 | 35.5016
|  |  |  | 1685 | 1.685 | 2.7324e-05 | 0.00010498 | 9.8574e-06 | 2.2485e-05 | 0.00016465 | 164.6456 | 6984.6996 | 35.4908
|  |  |  | 1686 | 1.686 | 2.735e-05 | 0.00010508 | 9.8512e-06 | 2.2466e-05 | 0.00016475 | 164.746 | 6980.4432 | 35.48
|  |  |  | 1687 | 1.687 | 2.7375e-05 | 0.00010518 | 9.8449e-06 | 2.2448e-05 | 0.00016485 | 164.8464 | 6976.1895 | 35.4692
|  |  |  | 1688 | 1.688 | 2.7401e-05 | 0.00010528 | 9.8387e-06 | 2.2429e-05 | 0.00016495 | 164.947 | 6971.9384 | 35.4584
|  |  |  | 1689 | 1.689 | 2.7427e-05 | 0.00010538 | 9.8324e-06 | 2.241e-05 | 0.00016505 | 165.0475 | 6967.69 | 35.4476
|  |  |  | 1690 | 1.69 | 2.7453e-05 | 0.00010548 | 9.8262e-06 | 2.2392e-05 | 0.00016515 | 165.1482 | 6963.4442 | 35.4368
|  |  |  | 1691 | 1.691 | 2.7479e-05 | 0.00010558 | 9.82e-06 | 2.2373e-05 | 0.00016525 | 165.2489 | 6959.2011 | 35.426
|  |  |  | 1692 | 1.692 | 2.7505e-05 | 0.00010568 | 9.8138e-06 | 2.2355e-05 | 0.00016535 | 165.3496 | 6954.9606 | 35.4152
|  |  |  | 1693 | 1.693 | 2.7531e-05 | 0.00010578 | 9.8075e-06 | 2.2336e-05 | 0.00016545 | 165.4504 | 6950.7228 | 35.4044
|  |  |  | 1694 | 1.694 | 2.7557e-05 | 0.00010588 | 9.8013e-06 | 2.2317e-05 | 0.00016555 | 165.5513 | 6946.4877 | 35.3936
|  |  |  | 1695 | 1.695 | 2.7583e-05 | 0.00010598 | 9.7951e-06 | 2.2299e-05 | 0.00016565 | 165.6522 | 6942.2552 | 35.3828
|  |  |  | 1696 | 1.696 | 2.7609e-05 | 0.00010607 | 9.7889e-06 | 2.228e-05 | 0.00016575 | 165.7532 | 6938.0254 | 35.372
|  |  |  | 1697 | 1.697 | 2.7635e-05 | 0.00010617 | 9.7828e-06 | 2.2262e-05 | 0.00016585 | 165.8543 | 6933.7983 | 35.3613
|  |  |  | 1698 | 1.698 | 2.7661e-05 | 0.00010627 | 9.7766e-06 | 2.2244e-05 | 0.00016596 | 165.9554 | 6929.5739 | 35.3505
|  |  |  | 1699 | 1.699 | 2.7687e-05 | 0.00010637 | 9.7704e-06 | 2.2225e-05 | 0.00016606 | 166.0565 | 6925.3522 | 35.3397
|  |  |  | 1700 | 1.7 | 2.7713e-05 | 0.00010647 | 9.7642e-06 | 2.2207e-05 | 0.00016616 | 166.1578 | 6921.1331 | 35.329
|  |  |  | 1701 | 1.701 | 2.7739e-05 | 0.00010657 | 9.7581e-06 | 2.2188e-05 | 0.00016626 | 166.259 | 6916.9168 | 35.3182
|  |  |  | 1702 | 1.702 | 2.7765e-05 | 0.00010667 | 9.7519e-06 | 2.217e-05 | 0.00016636 | 166.3604 | 6912.7031 | 35.3074
|  |  |  | 1703 | 1.703 | 2.7791e-05 | 0.00010677 | 9.7458e-06 | 2.2152e-05 | 0.00016646 | 166.4618 | 6908.4921 | 35.2967
|  |  |  | 1704 | 1.704 | 2.7817e-05 | 0.00010687 | 9.7396e-06 | 2.2133e-05 | 0.00016656 | 166.5633 | 6904.2838 | 35.2859
|  |  |  | 1705 | 1.705 | 2.7843e-05 | 0.00010697 | 9.7335e-06 | 2.2115e-05 | 0.00016666 | 166.6648 | 6900.0783 | 35.2752
|  |  |  | 1706 | 1.706 | 2.7869e-05 | 0.00010707 | 9.7274e-06 | 2.2097e-05 | 0.00016677 | 166.7664 | 6895.8754 | 35.2644
|  |  |  | 1707 | 1.707 | 2.7895e-05 | 0.00010717 | 9.7213e-06 | 2.2079e-05 | 0.00016687 | 166.868 | 6891.6752 | 35.2537
|  |  |  | 1708 | 1.708 | 2.7921e-05 | 0.00010727 | 9.7151e-06 | 2.2061e-05 | 0.00016697 | 166.9697 | 6887.4778 | 35.243
|  |  |  | 1709 | 1.709 | 2.7947e-05 | 0.00010737 | 9.709e-06 | 2.2042e-05 | 0.00016707 | 167.0714 | 6883.283 | 35.2322
|  |  |  | 1710 | 1.71 | 2.7973e-05 | 0.00010747 | 9.7029e-06 | 2.2024e-05 | 0.00016717 | 167.1732 | 6879.091 | 35.2215
|  |  |  | 1711 | 1.711 | 2.7999e-05 | 0.00010757 | 9.6968e-06 | 2.2006e-05 | 0.00016728 | 167.2751 | 6874.9017 | 35.2108
|  |  |  | 1712 | 1.712 | 2.8025e-05 | 0.00010767 | 9.6907e-06 | 2.1988e-05 | 0.00016738 | 167.377 | 6870.7152 | 35.2
|  |  |  | 1713 | 1.713 | 2.8051e-05 | 0.00010777 | 9.6847e-06 | 2.197e-05 | 0.00016748 | 167.479 | 6866.5313 | 35.1893
|  |  |  | 1714 | 1.714 | 2.8077e-05 | 0.00010787 | 9.6786e-06 | 2.1952e-05 | 0.00016758 | 167.5811 | 6862.3502 | 35.1786
|  |  |  | 1715 | 1.715 | 2.8103e-05 | 0.00010797 | 9.6725e-06 | 2.1934e-05 | 0.00016768 | 167.6832 | 6858.1718 | 35.1679
|  |  |  | 1716 | 1.716 | 2.8129e-05 | 0.00010807 | 9.6664e-06 | 2.1916e-05 | 0.00016779 | 167.7853 | 6853.9961 | 35.1572
|  |  |  | 1717 | 1.717 | 2.8155e-05 | 0.00010817 | 9.6604e-06 | 2.1898e-05 | 0.00016789 | 167.8875 | 6849.8232 | 35.1465
|  |  |  | 1718 | 1.718 | 2.8181e-05 | 0.00010827 | 9.6543e-06 | 2.188e-05 | 0.00016799 | 167.9898 | 6845.653 | 35.1358
|  |  |  | 1719 | 1.719 | 2.8207e-05 | 0.00010837 | 9.6483e-06 | 2.1862e-05 | 0.00016809 | 168.0921 | 6841.4855 | 35.1251
|  |  |  | 1720 | 1.72 | 2.8233e-05 | 0.00010847 | 9.6422e-06 | 2.1844e-05 | 0.00016819 | 168.1945 | 6837.3208 | 35.1144
|  |  |  | 1721 | 1.721 | 2.826e-05 | 0.00010858 | 9.6362e-06 | 2.1826e-05 | 0.0001683 | 168.297 | 6833.1589 | 35.1037
|  |  |  | 1722 | 1.722 | 2.8286e-05 | 0.00010868 | 9.6302e-06 | 2.1808e-05 | 0.0001684 | 168.3995 | 6828.9997 | 35.093
|  |  |  | 1723 | 1.723 | 2.8312e-05 | 0.00010878 | 9.6242e-06 | 2.179e-05 | 0.0001685 | 168.502 | 6824.8432 | 35.0823
|  |  |  | 1724 | 1.724 | 2.8338e-05 | 0.00010888 | 9.6182e-06 | 2.1773e-05 | 0.0001686 | 168.6047 | 6820.6895 | 35.0717
|  |  |  | 1725 | 1.725 | 2.8364e-05 | 0.00010898 | 9.6121e-06 | 2.1755e-05 | 0.00016871 | 168.7073 | 6816.5386 | 35.061
|  |  |  | 1726 | 1.726 | 2.839e-05 | 0.00010908 | 9.6061e-06 | 2.1737e-05 | 0.00016881 | 168.8101 | 6812.3904 | 35.0503
|  |  |  | 1727 | 1.727 | 2.8416e-05 | 0.00010918 | 9.6001e-06 | 2.1719e-05 | 0.00016891 | 168.9128 | 6808.2449 | 35.0397
|  |  |  | 1728 | 1.728 | 2.8442e-05 | 0.00010928 | 9.5942e-06 | 2.1701e-05 | 0.00016902 | 169.0157 | 6804.1023 | 35.029
|  |  |  | 1729 | 1.729 | 2.8469e-05 | 0.00010938 | 9.5882e-06 | 2.1684e-05 | 0.00016912 | 169.1186 | 6799.9623 | 35.0183
|  |  |  | 1730 | 1.73 | 2.8495e-05 | 0.00010948 | 9.5822e-06 | 2.1666e-05 | 0.00016922 | 169.2215 | 6795.8252 | 35.0077
|  |  |  | 1731 | 1.731 | 2.8521e-05 | 0.00010958 | 9.5762e-06 | 2.1648e-05 | 0.00016932 | 169.3246 | 6791.6908 | 34.997
|  |  |  | 1732 | 1.732 | 2.8547e-05 | 0.00010968 | 9.5703e-06 | 2.1631e-05 | 0.00016943 | 169.4276 | 6787.5592 | 34.9864
|  |  |  | 1733 | 1.733 | 2.8573e-05 | 0.00010978 | 9.5643e-06 | 2.1613e-05 | 0.00016953 | 169.5307 | 6783.4304 | 34.9757
|  |  |  | 1734 | 1.734 | 2.8599e-05 | 0.00010988 | 9.5583e-06 | 2.1595e-05 | 0.00016963 | 169.6339 | 6779.3044 | 34.9651
|  |  |  | 1735 | 1.735 | 2.8626e-05 | 0.00010998 | 9.5524e-06 | 2.1578e-05 | 0.00016974 | 169.7372 | 6775.1811 | 34.9545
|  |  |  | 1736 | 1.736 | 2.8652e-05 | 0.00011008 | 9.5465e-06 | 2.156e-05 | 0.00016984 | 169.8405 | 6771.0606 | 34.9438
|  |  |  | 1737 | 1.737 | 2.8678e-05 | 0.00011018 | 9.5405e-06 | 2.1543e-05 | 0.00016994 | 169.9438 | 6766.9429 | 34.9332
|  |  |  | 1738 | 1.738 | 2.8704e-05 | 0.00011028 | 9.5346e-06 | 2.1525e-05 | 0.00017005 | 170.0472 | 6762.828 | 34.9226
|  |  |  | 1739 | 1.739 | 2.873e-05 | 0.00011038 | 9.5287e-06 | 2.1508e-05 | 0.00017015 | 170.1507 | 6758.7159 | 34.912
|  |  |  | 1740 | 1.74 | 2.8757e-05 | 0.00011048 | 9.5227e-06 | 2.149e-05 | 0.00017025 | 170.2542 | 6754.6065 | 34.9014
|  |  |  | 1741 | 1.741 | 2.8783e-05 | 0.00011059 | 9.5168e-06 | 2.1473e-05 | 0.00017036 | 170.3578 | 6750.5 | 34.8907
|  |  |  | 1742 | 1.742 | 2.8809e-05 | 0.00011069 | 9.5109e-06 | 2.1455e-05 | 0.00017046 | 170.4614 | 6746.3962 | 34.8801
|  |  |  | 1743 | 1.743 | 2.8835e-05 | 0.00011079 | 9.505e-06 | 2.1438e-05 | 0.00017057 | 170.5651 | 6742.2953 | 34.8695
|  |  |  | 1744 | 1.744 | 2.8861e-05 | 0.00011089 | 9.4991e-06 | 2.1421e-05 | 0.00017067 | 170.6688 | 6738.1971 | 34.8589
|  |  |  | 1745 | 1.745 | 2.8888e-05 | 0.00011099 | 9.4933e-06 | 2.1403e-05 | 0.00017077 | 170.7726 | 6734.1017 | 34.8483
|  |  |  | 1746 | 1.746 | 2.8914e-05 | 0.00011109 | 9.4874e-06 | 2.1386e-05 | 0.00017088 | 170.8764 | 6730.0092 | 34.8378
|  |  |  | 1747 | 1.747 | 2.894e-05 | 0.00011119 | 9.4815e-06 | 2.1369e-05 | 0.00017098 | 170.9803 | 6725.9194 | 34.8272
|  |  |  | 1748 | 1.748 | 2.8966e-05 | 0.00011129 | 9.4756e-06 | 2.1351e-05 | 0.00017108 | 171.0843 | 6721.8325 | 34.8166
|  |  |  | 1749 | 1.749 | 2.8993e-05 | 0.00011139 | 9.4698e-06 | 2.1334e-05 | 0.00017119 | 171.1883 | 6717.7483 | 34.806
|  |  |  | 1750 | 1.75 | 2.9019e-05 | 0.00011149 | 9.4639e-06 | 2.1317e-05 | 0.00017129 | 171.2924 | 6713.667 | 34.7954
|  |  |  | 1751 | 1.751 | 2.9045e-05 | 0.00011159 | 9.4581e-06 | 2.13e-05 | 0.0001714 | 171.3965 | 6709.5884 | 34.7849
|  |  |  | 1752 | 1.752 | 2.9071e-05 | 0.00011169 | 9.4522e-06 | 2.1282e-05 | 0.0001715 | 171.5007 | 6705.5127 | 34.7743
|  |  |  | 1753 | 1.753 | 2.9098e-05 | 0.0001118 | 9.4464e-06 | 2.1265e-05 | 0.0001716 | 171.6049 | 6701.4398 | 34.7637
|  |  |  | 1754 | 1.754 | 2.9124e-05 | 0.0001119 | 9.4405e-06 | 2.1248e-05 | 0.00017171 | 171.7092 | 6697.3697 | 34.7532
|  |  |  | 1755 | 1.755 | 2.915e-05 | 0.000112 | 9.4347e-06 | 2.1231e-05 | 0.00017181 | 171.8135 | 6693.3025 | 34.7426
|  |  |  | 1756 | 1.756 | 2.9177e-05 | 0.0001121 | 9.4289e-06 | 2.1214e-05 | 0.00017192 | 171.9179 | 6689.238 | 34.7321
|  |  |  | 1757 | 1.757 | 2.9203e-05 | 0.0001122 | 9.4231e-06 | 2.1197e-05 | 0.00017202 | 172.0224 | 6685.1764 | 34.7215
|  |  |  | 1758 | 1.758 | 2.9229e-05 | 0.0001123 | 9.4173e-06 | 2.1179e-05 | 0.00017213 | 172.1269 | 6681.1176 | 34.711
|  |  |  | 1759 | 1.759 | 2.9256e-05 | 0.0001124 | 9.4115e-06 | 2.1162e-05 | 0.00017223 | 172.2314 | 6677.0616 | 34.7004
|  |  |  | 1760 | 1.76 | 2.9282e-05 | 0.0001125 | 9.4057e-06 | 2.1145e-05 | 0.00017234 | 172.3361 | 6673.0085 | 34.6899
|  |  |  | 1761 | 1.761 | 2.9308e-05 | 0.0001126 | 9.3999e-06 | 2.1128e-05 | 0.00017244 | 172.4407 | 6668.9581 | 34.6794
|  |  |  | 1762 | 1.762 | 2.9335e-05 | 0.00011271 | 9.3941e-06 | 2.1111e-05 | 0.00017255 | 172.5454 | 6664.9106 | 34.6689
|  |  |  | 1763 | 1.763 | 2.9361e-05 | 0.00011281 | 9.3883e-06 | 2.1094e-05 | 0.00017265 | 172.6502 | 6660.866 | 34.6583
|  |  |  | 1764 | 1.764 | 2.9387e-05 | 0.00011291 | 9.3825e-06 | 2.1077e-05 | 0.00017276 | 172.7551 | 6656.8241 | 34.6478
|  |  |  | 1765 | 1.765 | 2.9414e-05 | 0.00011301 | 9.3768e-06 | 2.106e-05 | 0.00017286 | 172.8599 | 6652.7851 | 34.6373
|  |  |  | 1766 | 1.766 | 2.944e-05 | 0.00011311 | 9.371e-06 | 2.1044e-05 | 0.00017296 | 172.9649 | 6648.749 | 34.6268
|  |  |  | 1767 | 1.767 | 2.9466e-05 | 0.00011321 | 9.3652e-06 | 2.1027e-05 | 0.00017307 | 173.0699 | 6644.7156 | 34.6163
|  |  |  | 1768 | 1.768 | 2.9493e-05 | 0.00011331 | 9.3595e-06 | 2.101e-05 | 0.00017317 | 173.1749 | 6640.6851 | 34.6058
|  |  |  | 1769 | 1.769 | 2.9519e-05 | 0.00011341 | 9.3537e-06 | 2.0993e-05 | 0.00017328 | 173.28 | 6636.6575 | 34.5953
|  |  |  | 1770 | 1.77 | 2.9545e-05 | 0.00011352 | 9.348e-06 | 2.0976e-05 | 0.00017339 | 173.3851 | 6632.6327 | 34.5848
|  |  |  | 1771 | 1.771 | 2.9572e-05 | 0.00011362 | 9.3423e-06 | 2.0959e-05 | 0.00017349 | 173.4904 | 6628.6107 | 34.5743
|  |  |  | 1772 | 1.772 | 2.9598e-05 | 0.00011372 | 9.3365e-06 | 2.0942e-05 | 0.0001736 | 173.5956 | 6624.5916 | 34.5638
|  |  |  | 1773 | 1.773 | 2.9625e-05 | 0.00011382 | 9.3308e-06 | 2.0926e-05 | 0.0001737 | 173.7009 | 6620.5753 | 34.5533
|  |  |  | 1774 | 1.774 | 2.9651e-05 | 0.00011392 | 9.3251e-06 | 2.0909e-05 | 0.00017381 | 173.8063 | 6616.5619 | 34.5429
|  |  |  | 1775 | 1.775 | 2.9677e-05 | 0.00011402 | 9.3194e-06 | 2.0892e-05 | 0.00017391 | 173.9117 | 6612.5513 | 34.5324
|  |  |  | 1776 | 1.776 | 2.9704e-05 | 0.00011412 | 9.3137e-06 | 2.0876e-05 | 0.00017402 | 174.0172 | 6608.5435 | 34.5219
|  |  |  | 1777 | 1.777 | 2.973e-05 | 0.00011423 | 9.308e-06 | 2.0859e-05 | 0.00017412 | 174.1227 | 6604.5387 | 34.5115
|  |  |  | 1778 | 1.778 | 2.9757e-05 | 0.00011433 | 9.3023e-06 | 2.0842e-05 | 0.00017423 | 174.2283 | 6600.5366 | 34.501
|  |  |  | 1779 | 1.779 | 2.9783e-05 | 0.00011443 | 9.2966e-06 | 2.0826e-05 | 0.00017433 | 174.3339 | 6596.5374 | 34.4906
|  |  |  | 1780 | 1.78 | 2.981e-05 | 0.00011453 | 9.2909e-06 | 2.0809e-05 | 0.00017444 | 174.4396 | 6592.5411 | 34.4801
|  |  |  | 1781 | 1.781 | 2.9836e-05 | 0.00011463 | 9.2852e-06 | 2.0792e-05 | 0.00017455 | 174.5453 | 6588.5476 | 34.4697
|  |  |  | 1782 | 1.782 | 2.9862e-05 | 0.00011473 | 9.2796e-06 | 2.0776e-05 | 0.00017465 | 174.6511 | 6584.557 | 34.4592
|  |  |  | 1783 | 1.783 | 2.9889e-05 | 0.00011484 | 9.2739e-06 | 2.0759e-05 | 0.00017476 | 174.7569 | 6580.5693 | 34.4488
|  |  |  | 1784 | 1.784 | 2.9915e-05 | 0.00011494 | 9.2682e-06 | 2.0743e-05 | 0.00017486 | 174.8628 | 6576.5844 | 34.4384
|  |  |  | 1785 | 1.785 | 2.9942e-05 | 0.00011504 | 9.2626e-06 | 2.0726e-05 | 0.00017497 | 174.9687 | 6572.6023 | 34.4279
|  |  |  | 1786 | 1.786 | 2.9968e-05 | 0.00011514 | 9.2569e-06 | 2.071e-05 | 0.00017507 | 175.0747 | 6568.6231 | 34.4175
|  |  |  | 1787 | 1.787 | 2.9995e-05 | 0.00011524 | 9.2513e-06 | 2.0693e-05 | 0.00017518 | 175.1808 | 6564.6468 | 34.4071
|  |  |  | 1788 | 1.788 | 3.0021e-05 | 0.00011534 | 9.2457e-06 | 2.0677e-05 | 0.00017529 | 175.2869 | 6560.6734 | 34.3967
|  |  |  | 1789 | 1.789 | 3.0048e-05 | 0.00011545 | 9.24e-06 | 2.066e-05 | 0.00017539 | 175.393 | 6556.7028 | 34.3863
|  |  |  | 1790 | 1.79 | 3.0074e-05 | 0.00011555 | 9.2344e-06 | 2.0644e-05 | 0.0001755 | 175.4992 | 6552.7351 | 34.3759
|  |  |  | 1791 | 1.791 | 3.0101e-05 | 0.00011565 | 9.2288e-06 | 2.0627e-05 | 0.00017561 | 175.6055 | 6548.7702 | 34.3655
|  |  |  | 1792 | 1.792 | 3.0127e-05 | 0.00011575 | 9.2232e-06 | 2.0611e-05 | 0.00017571 | 175.7118 | 6544.8082 | 34.3551
|  |  |  | 1793 | 1.793 | 3.0154e-05 | 0.00011585 | 9.2176e-06 | 2.0595e-05 | 0.00017582 | 175.8182 | 6540.8491 | 34.3447
|  |  |  | 1794 | 1.794 | 3.018e-05 | 0.00011595 | 9.212e-06 | 2.0578e-05 | 0.00017592 | 175.9246 | 6536.8928 | 34.3343
|  |  |  | 1795 | 1.795 | 3.0207e-05 | 0.00011606 | 9.2064e-06 | 2.0562e-05 | 0.00017603 | 176.031 | 6532.9395 | 34.3239
|  |  |  | 1796 | 1.796 | 3.0233e-05 | 0.00011616 | 9.2008e-06 | 2.0546e-05 | 0.00017614 | 176.1375 | 6528.9889 | 34.3135
|  |  |  | 1797 | 1.797 | 3.026e-05 | 0.00011626 | 9.1952e-06 | 2.0529e-05 | 0.00017624 | 176.2441 | 6525.0413 | 34.3031
|  |  |  | 1798 | 1.798 | 3.0286e-05 | 0.00011636 | 9.1896e-06 | 2.0513e-05 | 0.00017635 | 176.3507 | 6521.0965 | 34.2928
|  |  |  | 1799 | 1.799 | 3.0313e-05 | 0.00011646 | 9.184e-06 | 2.0497e-05 | 0.00017646 | 176.4574 | 6517.1546 | 34.2824
|  |  |  | 1800 | 1.8 | 3.0339e-05 | 0.00011657 | 9.1785e-06 | 2.0481e-05 | 0.00017656 | 176.5641 | 6513.2156 | 34.272
|  |  |  | 1801 | 1.801 | 3.0366e-05 | 0.00011667 | 9.1729e-06 | 2.0464e-05 | 0.00017667 | 176.6709 | 6509.2795 | 34.2617
|  |  |  | 1802 | 1.802 | 3.0392e-05 | 0.00011677 | 9.1673e-06 | 2.0448e-05 | 0.00017678 | 176.7777 | 6505.3462 | 34.2513
|  |  |  | 1803 | 1.803 | 3.0419e-05 | 0.00011687 | 9.1618e-06 | 2.0432e-05 | 0.00017688 | 176.8845 | 6501.4158 | 34.241
|  |  |  | 1804 | 1.804 | 3.0446e-05 | 0.00011697 | 9.1562e-06 | 2.0416e-05 | 0.00017699 | 176.9915 | 6497.4883 | 34.2306
|  |  |  | 1805 | 1.805 | 3.0472e-05 | 0.00011708 | 9.1507e-06 | 2.04e-05 | 0.0001771 | 177.0984 | 6493.5637 | 34.2203
|  |  |  | 1806 | 1.806 | 3.0499e-05 | 0.00011718 | 9.1451e-06 | 2.0384e-05 | 0.00017721 | 177.2055 | 6489.6419 | 34.21
|  |  |  | 1807 | 1.807 | 3.0525e-05 | 0.00011728 | 9.1396e-06 | 2.0368e-05 | 0.00017731 | 177.3125 | 6485.723 | 34.1996
|  |  |  | 1808 | 1.808 | 3.0552e-05 | 0.00011738 | 9.1341e-06 | 2.0351e-05 | 0.00017742 | 177.4197 | 6481.8071 | 34.1893
|  |  |  | 1809 | 1.809 | 3.0578e-05 | 0.00011748 | 9.1286e-06 | 2.0335e-05 | 0.00017753 | 177.5268 | 6477.8939 | 34.179
|  |  |  | 1810 | 1.81 | 3.0605e-05 | 0.00011759 | 9.1231e-06 | 2.0319e-05 | 0.00017763 | 177.6341 | 6473.9837 | 34.1687
|  |  |  | 1811 | 1.811 | 3.0632e-05 | 0.00011769 | 9.1175e-06 | 2.0303e-05 | 0.00017774 | 177.7413 | 6470.0764 | 34.1584
|  |  |  | 1812 | 1.812 | 3.0658e-05 | 0.00011779 | 9.112e-06 | 2.0287e-05 | 0.00017785 | 177.8487 | 6466.1719 | 34.148
|  |  |  | 1813 | 1.813 | 3.0685e-05 | 0.00011789 | 9.1065e-06 | 2.0271e-05 | 0.00017796 | 177.956 | 6462.2703 | 34.1377
|  |  |  | 1814 | 1.814 | 3.0711e-05 | 0.000118 | 9.101e-06 | 2.0255e-05 | 0.00017806 | 178.0635 | 6458.3716 | 34.1274
|  |  |  | 1815 | 1.815 | 3.0738e-05 | 0.0001181 | 9.0956e-06 | 2.024e-05 | 0.00017817 | 178.1709 | 6454.4758 | 34.1172
|  |  |  | 1816 | 1.816 | 3.0765e-05 | 0.0001182 | 9.0901e-06 | 2.0224e-05 | 0.00017828 | 178.2785 | 6450.5829 | 34.1069
|  |  |  | 1817 | 1.817 | 3.0791e-05 | 0.0001183 | 9.0846e-06 | 2.0208e-05 | 0.00017839 | 178.386 | 6446.6928 | 34.0966
|  |  |  | 1818 | 1.818 | 3.0818e-05 | 0.0001184 | 9.0791e-06 | 2.0192e-05 | 0.00017849 | 178.4937 | 6442.8057 | 34.0863
|  |  |  | 1819 | 1.819 | 3.0845e-05 | 0.00011851 | 9.0737e-06 | 2.0176e-05 | 0.0001786 | 178.6013 | 6438.9214 | 34.076
|  |  |  | 1820 | 1.82 | 3.0871e-05 | 0.00011861 | 9.0682e-06 | 2.016e-05 | 0.00017871 | 178.7091 | 6435.04 | 34.0657
|  |  |  | 1821 | 1.821 | 3.0898e-05 | 0.00011871 | 9.0627e-06 | 2.0144e-05 | 0.00017882 | 178.8168 | 6431.1616 | 34.0555
|  |  |  | 1822 | 1.822 | 3.0925e-05 | 0.00011881 | 9.0573e-06 | 2.0129e-05 | 0.00017892 | 178.9247 | 6427.286 | 34.0452
|  |  |  | 1823 | 1.823 | 3.0951e-05 | 0.00011892 | 9.0518e-06 | 2.0113e-05 | 0.00017903 | 179.0325 | 6423.4132 | 34.035
|  |  |  | 1824 | 1.824 | 3.0978e-05 | 0.00011902 | 9.0464e-06 | 2.0097e-05 | 0.00017914 | 179.1405 | 6419.5434 | 34.0247
|  |  |  | 1825 | 1.825 | 3.1005e-05 | 0.00011912 | 9.041e-06 | 2.0081e-05 | 0.00017925 | 179.2484 | 6415.6765 | 34.0145
|  |  |  | 1826 | 1.826 | 3.1031e-05 | 0.00011922 | 9.0355e-06 | 2.0066e-05 | 0.00017936 | 179.3565 | 6411.8124 | 34.0042
|  |  |  | 1827 | 1.827 | 3.1058e-05 | 0.00011933 | 9.0301e-06 | 2.005e-05 | 0.00017946 | 179.4645 | 6407.9513 | 33.994
|  |  |  | 1828 | 1.828 | 3.1085e-05 | 0.00011943 | 9.0247e-06 | 2.0034e-05 | 0.00017957 | 179.5727 | 6404.093 | 33.9837
|  |  |  | 1829 | 1.829 | 3.1111e-05 | 0.00011953 | 9.0193e-06 | 2.0018e-05 | 0.00017968 | 179.6808 | 6400.2377 | 33.9735
|  |  |  | 1830 | 1.83 | 3.1138e-05 | 0.00011963 | 9.0139e-06 | 2.0003e-05 | 0.00017979 | 179.789 | 6396.3852 | 33.9633
|  |  |  | 1831 | 1.831 | 3.1165e-05 | 0.00011974 | 9.0085e-06 | 1.9987e-05 | 0.0001799 | 179.8973 | 6392.5356 | 33.9531
|  |  |  | 1832 | 1.832 | 3.1191e-05 | 0.00011984 | 9.0031e-06 | 1.9972e-05 | 0.00018001 | 180.0056 | 6388.6889 | 33.9428
|  |  |  | 1833 | 1.833 | 3.1218e-05 | 0.00011994 | 8.9977e-06 | 1.9956e-05 | 0.00018011 | 180.114 | 6384.8451 | 33.9326
|  |  |  | 1834 | 1.834 | 3.1245e-05 | 0.00012004 | 8.9923e-06 | 1.994e-05 | 0.00018022 | 180.2224 | 6381.0042 | 33.9224
|  |  |  | 1835 | 1.835 | 3.1272e-05 | 0.00012015 | 8.9869e-06 | 1.9925e-05 | 0.00018033 | 180.3309 | 6377.1662 | 33.9122
|  |  |  | 1836 | 1.836 | 3.1298e-05 | 0.00012025 | 8.9815e-06 | 1.9909e-05 | 0.00018044 | 180.4394 | 6373.3311 | 33.902
|  |  |  | 1837 | 1.837 | 3.1325e-05 | 0.00012035 | 8.9762e-06 | 1.9894e-05 | 0.00018055 | 180.548 | 6369.4989 | 33.8918
|  |  |  | 1838 | 1.838 | 3.1352e-05 | 0.00012046 | 8.9708e-06 | 1.9878e-05 | 0.00018066 | 180.6566 | 6365.6696 | 33.8816
|  |  |  | 1839 | 1.839 | 3.1379e-05 | 0.00012056 | 8.9654e-06 | 1.9863e-05 | 0.00018077 | 180.7652 | 6361.8431 | 33.8714
|  |  |  | 1840 | 1.84 | 3.1405e-05 | 0.00012066 | 8.9601e-06 | 1.9847e-05 | 0.00018087 | 180.8739 | 6358.0196 | 33.8613
|  |  |  | 1841 | 1.841 | 3.1432e-05 | 0.00012076 | 8.9547e-06 | 1.9832e-05 | 0.00018098 | 180.9827 | 6354.1989 | 33.8511
|  |  |  | 1842 | 1.842 | 3.1459e-05 | 0.00012087 | 8.9494e-06 | 1.9816e-05 | 0.00018109 | 181.0915 | 6350.3812 | 33.8409
|  |  |  | 1843 | 1.843 | 3.1486e-05 | 0.00012097 | 8.944e-06 | 1.9801e-05 | 0.0001812 | 181.2003 | 6346.5663 | 33.8308
|  |  |  | 1844 | 1.844 | 3.1512e-05 | 0.00012107 | 8.9387e-06 | 1.9786e-05 | 0.00018131 | 181.3092 | 6342.7544 | 33.8206
|  |  |  | 1845 | 1.845 | 3.1539e-05 | 0.00012118 | 8.9334e-06 | 1.977e-05 | 0.00018142 | 181.4182 | 6338.9453 | 33.8104
|  |  |  | 1846 | 1.846 | 3.1566e-05 | 0.00012128 | 8.9281e-06 | 1.9755e-05 | 0.00018153 | 181.5272 | 6335.1392 | 33.8003
|  |  |  | 1847 | 1.847 | 3.1593e-05 | 0.00012138 | 8.9227e-06 | 1.974e-05 | 0.00018164 | 181.6362 | 6331.3359 | 33.7901
|  |  |  | 1848 | 1.848 | 3.1619e-05 | 0.00012148 | 8.9174e-06 | 1.9724e-05 | 0.00018175 | 181.7453 | 6327.5355 | 33.78
|  |  |  | 1849 | 1.849 | 3.1646e-05 | 0.00012159 | 8.9121e-06 | 1.9709e-05 | 0.00018185 | 181.8545 | 6323.738 | 33.7699
|  |  |  | 1850 | 1.85 | 3.1673e-05 | 0.00012169 | 8.9068e-06 | 1.9694e-05 | 0.00018196 | 181.9637 | 6319.9435 | 33.7597
|  |  |  | 1851 | 1.851 | 3.17e-05 | 0.00012179 | 8.9015e-06 | 1.9678e-05 | 0.00018207 | 182.0729 | 6316.1518 | 33.7496
|  |  |  | 1852 | 1.852 | 3.1727e-05 | 0.0001219 | 8.8962e-06 | 1.9663e-05 | 0.00018218 | 182.1822 | 6312.363 | 33.7395
|  |  |  | 1853 | 1.853 | 3.1753e-05 | 0.000122 | 8.8909e-06 | 1.9648e-05 | 0.00018229 | 182.2915 | 6308.5771 | 33.7294
|  |  |  | 1854 | 1.854 | 3.178e-05 | 0.0001221 | 8.8856e-06 | 1.9633e-05 | 0.0001824 | 182.4009 | 6304.7941 | 33.7192
|  |  |  | 1855 | 1.855 | 3.1807e-05 | 0.00012221 | 8.8804e-06 | 1.9618e-05 | 0.00018251 | 182.5103 | 6301.014 | 33.7091
|  |  |  | 1856 | 1.856 | 3.1834e-05 | 0.00012231 | 8.8751e-06 | 1.9602e-05 | 0.00018262 | 182.6198 | 6297.2368 | 33.699
|  |  |  | 1857 | 1.857 | 3.1861e-05 | 0.00012241 | 8.8698e-06 | 1.9587e-05 | 0.00018273 | 182.7293 | 6293.4625 | 33.6889
|  |  |  | 1858 | 1.858 | 3.1888e-05 | 0.00012251 | 8.8646e-06 | 1.9572e-05 | 0.00018284 | 182.8389 | 6289.6911 | 33.6788
|  |  |  | 1859 | 1.859 | 3.1914e-05 | 0.00012262 | 8.8593e-06 | 1.9557e-05 | 0.00018295 | 182.9485 | 6285.9225 | 33.6687
|  |  |  | 1860 | 1.86 | 3.1941e-05 | 0.00012272 | 8.8541e-06 | 1.9542e-05 | 0.00018306 | 183.0581 | 6282.1569 | 33.6586
|  |  |  | 1861 | 1.861 | 3.1968e-05 | 0.00012282 | 8.8488e-06 | 1.9527e-05 | 0.00018317 | 183.1679 | 6278.3942 | 33.6486
|  |  |  | 1862 | 1.862 | 3.1995e-05 | 0.00012293 | 8.8436e-06 | 1.9512e-05 | 0.00018328 | 183.2776 | 6274.6344 | 33.6385
|  |  |  | 1863 | 1.863 | 3.2022e-05 | 0.00012303 | 8.8383e-06 | 1.9497e-05 | 0.00018339 | 183.3874 | 6270.8774 | 33.6284
|  |  |  | 1864 | 1.864 | 3.2049e-05 | 0.00012313 | 8.8331e-06 | 1.9482e-05 | 0.0001835 | 183.4973 | 6267.1234 | 33.6184
|  |  |  | 1865 | 1.865 | 3.2076e-05 | 0.00012324 | 8.8279e-06 | 1.9467e-05 | 0.00018361 | 183.6072 | 6263.3723 | 33.6083
|  |  |  | 1866 | 1.866 | 3.2103e-05 | 0.00012334 | 8.8226e-06 | 1.9452e-05 | 0.00018372 | 183.7171 | 6259.624 | 33.5982
|  |  |  | 1867 | 1.867 | 3.2129e-05 | 0.00012344 | 8.8174e-06 | 1.9437e-05 | 0.00018383 | 183.8271 | 6255.8787 | 33.5882
|  |  |  | 1868 | 1.868 | 3.2156e-05 | 0.00012355 | 8.8122e-06 | 1.9422e-05 | 0.00018394 | 183.9371 | 6252.1362 | 33.5781
|  |  |  | 1869 | 1.869 | 3.2183e-05 | 0.00012365 | 8.807e-06 | 1.9407e-05 | 0.00018405 | 184.0472 | 6248.3966 | 33.5681
|  |  |  | 1870 | 1.87 | 3.221e-05 | 0.00012375 | 8.8018e-06 | 1.9392e-05 | 0.00018416 | 184.1573 | 6244.66 | 33.558
|  |  |  | 1871 | 1.871 | 3.2237e-05 | 0.00012386 | 8.7966e-06 | 1.9377e-05 | 0.00018427 | 184.2675 | 6240.9262 | 33.548
|  |  |  | 1872 | 1.872 | 3.2264e-05 | 0.00012396 | 8.7914e-06 | 1.9362e-05 | 0.00018438 | 184.3777 | 6237.1953 | 33.538
|  |  |  | 1873 | 1.873 | 3.2291e-05 | 0.00012406 | 8.7862e-06 | 1.9347e-05 | 0.00018449 | 184.488 | 6233.4673 | 33.528
|  |  |  | 1874 | 1.874 | 3.2318e-05 | 0.00012417 | 8.781e-06 | 1.9332e-05 | 0.0001846 | 184.5983 | 6229.7422 | 33.5179
|  |  |  | 1875 | 1.875 | 3.2345e-05 | 0.00012427 | 8.7759e-06 | 1.9318e-05 | 0.00018471 | 184.7087 | 6226.02 | 33.5079
|  |  |  | 1876 | 1.876 | 3.2372e-05 | 0.00012437 | 8.7707e-06 | 1.9303e-05 | 0.00018482 | 184.8191 | 6222.3007 | 33.4979
|  |  |  | 1877 | 1.877 | 3.2399e-05 | 0.00012448 | 8.7655e-06 | 1.9288e-05 | 0.00018493 | 184.9296 | 6218.5843 | 33.4879
|  |  |  | 1878 | 1.878 | 3.2426e-05 | 0.00012458 | 8.7604e-06 | 1.9273e-05 | 0.00018504 | 185.04 | 6214.8708 | 33.4779
|  |  |  | 1879 | 1.879 | 3.2452e-05 | 0.00012468 | 8.7552e-06 | 1.9258e-05 | 0.00018515 | 185.1506 | 6211.1602 | 33.4679
|  |  |  | 1880 | 1.88 | 3.2479e-05 | 0.00012479 | 8.7501e-06 | 1.9244e-05 | 0.00018526 | 185.2612 | 6207.4524 | 33.4579
|  |  |  | 1881 | 1.881 | 3.2506e-05 | 0.00012489 | 8.7449e-06 | 1.9229e-05 | 0.00018537 | 185.3718 | 6203.7476 | 33.4479
|  |  |  | 1882 | 1.882 | 3.2533e-05 | 0.000125 | 8.7398e-06 | 1.9214e-05 | 0.00018548 | 185.4825 | 6200.0456 | 33.438
|  |  |  | 1883 | 1.883 | 3.256e-05 | 0.0001251 | 8.7346e-06 | 1.92e-05 | 0.00018559 | 185.5932 | 6196.3466 | 33.428
|  |  |  | 1884 | 1.884 | 3.2587e-05 | 0.0001252 | 8.7295e-06 | 1.9185e-05 | 0.0001857 | 185.704 | 6192.6504 | 33.418
|  |  |  | 1885 | 1.885 | 3.2614e-05 | 0.00012531 | 8.7244e-06 | 1.917e-05 | 0.00018581 | 185.8148 | 6188.9571 | 33.408
|  |  |  | 1886 | 1.886 | 3.2641e-05 | 0.00012541 | 8.7192e-06 | 1.9156e-05 | 0.00018593 | 185.9257 | 6185.2667 | 33.3981
|  |  |  | 1887 | 1.887 | 3.2668e-05 | 0.00012551 | 8.7141e-06 | 1.9141e-05 | 0.00018604 | 186.0366 | 6181.5792 | 33.3881
|  |  |  | 1888 | 1.888 | 3.2695e-05 | 0.00012562 | 8.709e-06 | 1.9126e-05 | 0.00018615 | 186.1476 | 6177.8946 | 33.3782
|  |  |  | 1889 | 1.889 | 3.2722e-05 | 0.00012572 | 8.7039e-06 | 1.9112e-05 | 0.00018626 | 186.2586 | 6174.2129 | 33.3682
|  |  |  | 1890 | 1.89 | 3.2749e-05 | 0.00012582 | 8.6988e-06 | 1.9097e-05 | 0.00018637 | 186.3696 | 6170.534 | 33.3583
|  |  |  | 1891 | 1.891 | 3.2776e-05 | 0.00012593 | 8.6937e-06 | 1.9083e-05 | 0.00018648 | 186.4807 | 6166.8581 | 33.3483
|  |  |  | 1892 | 1.892 | 3.2803e-05 | 0.00012603 | 8.6886e-06 | 1.9068e-05 | 0.00018659 | 186.5918 | 6163.185 | 33.3384
|  |  |  | 1893 | 1.893 | 3.283e-05 | 0.00012614 | 8.6835e-06 | 1.9054e-05 | 0.0001867 | 186.703 | 6159.5149 | 33.3285
|  |  |  | 1894 | 1.894 | 3.2857e-05 | 0.00012624 | 8.6784e-06 | 1.9039e-05 | 0.00018681 | 186.8142 | 6155.8476 | 33.3186
|  |  |  | 1895 | 1.895 | 3.2884e-05 | 0.00012634 | 8.6733e-06 | 1.9025e-05 | 0.00018693 | 186.9255 | 6152.1832 | 33.3086
|  |  |  | 1896 | 1.896 | 3.2911e-05 | 0.00012645 | 8.6683e-06 | 1.901e-05 | 0.00018704 | 187.0368 | 6148.5216 | 33.2987
|  |  |  | 1897 | 1.897 | 3.2938e-05 | 0.00012655 | 8.6632e-06 | 1.8996e-05 | 0.00018715 | 187.1482 | 6144.863 | 33.2888
|  |  |  | 1898 | 1.898 | 3.2965e-05 | 0.00012666 | 8.6581e-06 | 1.8981e-05 | 0.00018726 | 187.2596 | 6141.2073 | 33.2789
|  |  |  | 1899 | 1.899 | 3.2992e-05 | 0.00012676 | 8.6531e-06 | 1.8967e-05 | 0.00018737 | 187.371 | 6137.5544 | 33.269
|  |  |  | 1900 | 1.9 | 3.3019e-05 | 0.00012686 | 8.648e-06 | 1.8952e-05 | 0.00018748 | 187.4825 | 6133.9044 | 33.2591
|  |  |  | 1901 | 1.901 | 3.3046e-05 | 0.00012697 | 8.643e-06 | 1.8938e-05 | 0.00018759 | 187.5941 | 6130.2573 | 33.2492
|  |  |  | 1902 | 1.902 | 3.3074e-05 | 0.00012707 | 8.6379e-06 | 1.8924e-05 | 0.00018771 | 187.7057 | 6126.6131 | 33.2393
|  |  |  | 1903 | 1.903 | 3.3101e-05 | 0.00012717 | 8.6329e-06 | 1.8909e-05 | 0.00018782 | 187.8173 | 6122.9718 | 33.2295
|  |  |  | 1904 | 1.904 | 3.3128e-05 | 0.00012728 | 8.6278e-06 | 1.8895e-05 | 0.00018793 | 187.929 | 6119.3333 | 33.2196
|  |  |  | 1905 | 1.905 | 3.3155e-05 | 0.00012738 | 8.6228e-06 | 1.8881e-05 | 0.00018804 | 188.0407 | 6115.6977 | 33.2097
|  |  |  | 1906 | 1.906 | 3.3182e-05 | 0.00012749 | 8.6178e-06 | 1.8866e-05 | 0.00018815 | 188.1524 | 6112.065 | 33.1999
|  |  |  | 1907 | 1.907 | 3.3209e-05 | 0.00012759 | 8.6128e-06 | 1.8852e-05 | 0.00018826 | 188.2643 | 6108.4352 | 33.19
|  |  |  | 1908 | 1.908 | 3.3236e-05 | 0.00012769 | 8.6077e-06 | 1.8838e-05 | 0.00018838 | 188.3761 | 6104.8083 | 33.1801
|  |  |  | 1909 | 1.909 | 3.3263e-05 | 0.0001278 | 8.6027e-06 | 1.8823e-05 | 0.00018849 | 188.488 | 6101.1842 | 33.1703
|  |  |  | 1910 | 1.91 | 3.329e-05 | 0.0001279 | 8.5977e-06 | 1.8809e-05 | 0.0001886 | 188.5999 | 6097.563 | 33.1605
|  |  |  | 1911 | 1.911 | 3.3317e-05 | 0.00012801 | 8.5927e-06 | 1.8795e-05 | 0.00018871 | 188.7119 | 6093.9447 | 33.1506
|  |  |  | 1912 | 1.912 | 3.3344e-05 | 0.00012811 | 8.5877e-06 | 1.8781e-05 | 0.00018882 | 188.8239 | 6090.3293 | 33.1408
|  |  |  | 1913 | 1.913 | 3.3371e-05 | 0.00012822 | 8.5827e-06 | 1.8767e-05 | 0.00018894 | 188.936 | 6086.7167 | 33.1309
|  |  |  | 1914 | 1.914 | 3.3399e-05 | 0.00012832 | 8.5777e-06 | 1.8752e-05 | 0.00018905 | 189.0481 | 6083.107 | 33.1211
|  |  |  | 1915 | 1.915 | 3.3426e-05 | 0.00012842 | 8.5728e-06 | 1.8738e-05 | 0.00018916 | 189.1603 | 6079.5002 | 33.1113
|  |  |  | 1916 | 1.916 | 3.3453e-05 | 0.00012853 | 8.5678e-06 | 1.8724e-05 | 0.00018927 | 189.2725 | 6075.8963 | 33.1015
|  |  |  | 1917 | 1.917 | 3.348e-05 | 0.00012863 | 8.5628e-06 | 1.871e-05 | 0.00018938 | 189.3847 | 6072.2952 | 33.0917
|  |  |  | 1918 | 1.918 | 3.3507e-05 | 0.00012874 | 8.5578e-06 | 1.8696e-05 | 0.0001895 | 189.497 | 6068.697 | 33.0819
|  |  |  | 1919 | 1.919 | 3.3534e-05 | 0.00012884 | 8.5529e-06 | 1.8682e-05 | 0.00018961 | 189.6094 | 6065.1017 | 33.0721
|  |  |  | 1920 | 1.92 | 3.3561e-05 | 0.00012894 | 8.5479e-06 | 1.8668e-05 | 0.00018972 | 189.7217 | 6061.5093 | 33.0623
|  |  |  | 1921 | 1.921 | 3.3588e-05 | 0.00012905 | 8.5429e-06 | 1.8654e-05 | 0.00018983 | 189.8341 | 6057.9197 | 33.0525
|  |  |  | 1922 | 1.922 | 3.3616e-05 | 0.00012915 | 8.538e-06 | 1.864e-05 | 0.00018995 | 189.9466 | 6054.333 | 33.0427
|  |  |  | 1923 | 1.923 | 3.3643e-05 | 0.00012926 | 8.533e-06 | 1.8625e-05 | 0.00019006 | 190.0591 | 6050.7491 | 33.0329
|  |  |  | 1924 | 1.924 | 3.367e-05 | 0.00012936 | 8.5281e-06 | 1.8611e-05 | 0.00019017 | 190.1717 | 6047.1682 | 33.0231
|  |  |  | 1925 | 1.925 | 3.3697e-05 | 0.00012947 | 8.5232e-06 | 1.8597e-05 | 0.00019028 | 190.2842 | 6043.5901 | 33.0134
|  |  |  | 1926 | 1.926 | 3.3724e-05 | 0.00012957 | 8.5182e-06 | 1.8583e-05 | 0.0001904 | 190.3969 | 6040.0148 | 33.0036
|  |  |  | 1927 | 1.927 | 3.3751e-05 | 0.00012968 | 8.5133e-06 | 1.857e-05 | 0.00019051 | 190.5096 | 6036.4424 | 32.9938
|  |  |  | 1928 | 1.928 | 3.3779e-05 | 0.00012978 | 8.5084e-06 | 1.8556e-05 | 0.00019062 | 190.6223 | 6032.8729 | 32.9841
|  |  |  | 1929 | 1.929 | 3.3806e-05 | 0.00012988 | 8.5035e-06 | 1.8542e-05 | 0.00019074 | 190.735 | 6029.3063 | 32.9743
|  |  |  | 1930 | 1.93 | 3.3833e-05 | 0.00012999 | 8.4985e-06 | 1.8528e-05 | 0.00019085 | 190.8479 | 6025.7425 | 32.9646
|  |  |  | 1931 | 1.931 | 3.386e-05 | 0.00013009 | 8.4936e-06 | 1.8514e-05 | 0.00019096 | 190.9607 | 6022.1815 | 32.9548
|  |  |  | 1932 | 1.932 | 3.3887e-05 | 0.0001302 | 8.4887e-06 | 1.85e-05 | 0.00019107 | 191.0736 | 6018.6235 | 32.9451
|  |  |  | 1933 | 1.933 | 3.3915e-05 | 0.0001303 | 8.4838e-06 | 1.8486e-05 | 0.00019119 | 191.1865 | 6015.0682 | 32.9354
|  |  |  | 1934 | 1.934 | 3.3942e-05 | 0.00013041 | 8.4789e-06 | 1.8472e-05 | 0.0001913 | 191.2995 | 6011.5159 | 32.9256
|  |  |  | 1935 | 1.935 | 3.3969e-05 | 0.00013051 | 8.474e-06 | 1.8458e-05 | 0.00019141 | 191.4125 | 6007.9664 | 32.9159
|  |  |  | 1936 | 1.936 | 3.3996e-05 | 0.00013062 | 8.4691e-06 | 1.8445e-05 | 0.00019153 | 191.5256 | 6004.4198 | 32.9062
|  |  |  | 1937 | 1.937 | 3.4023e-05 | 0.00013072 | 8.4643e-06 | 1.8431e-05 | 0.00019164 | 191.6387 | 6000.876 | 32.8965
|  |  |  | 1938 | 1.938 | 3.4051e-05 | 0.00013082 | 8.4594e-06 | 1.8417e-05 | 0.00019175 | 191.7518 | 5997.3351 | 32.8868
|  |  |  | 1939 | 1.939 | 3.4078e-05 | 0.00013093 | 8.4545e-06 | 1.8403e-05 | 0.00019187 | 191.865 | 5993.797 | 32.8771
|  |  |  | 1940 | 1.94 | 3.4105e-05 | 0.00013103 | 8.4496e-06 | 1.8389e-05 | 0.00019198 | 191.9783 | 5990.2618 | 32.8674
|  |  |  | 1941 | 1.941 | 3.4132e-05 | 0.00013114 | 8.4448e-06 | 1.8376e-05 | 0.00019209 | 192.0915 | 5986.7294 | 32.8577
|  |  |  | 1942 | 1.942 | 3.416e-05 | 0.00013124 | 8.4399e-06 | 1.8362e-05 | 0.0001922 | 192.2048 | 5983.1999 | 32.848
|  |  |  | 1943 | 1.943 | 3.4187e-05 | 0.00013135 | 8.4351e-06 | 1.8348e-05 | 0.00019232 | 192.3182 | 5979.6732 | 32.8383
|  |  |  | 1944 | 1.944 | 3.4214e-05 | 0.00013145 | 8.4302e-06 | 1.8335e-05 | 0.00019243 | 192.4316 | 5976.1494 | 32.8286
|  |  |  | 1945 | 1.945 | 3.4241e-05 | 0.00013156 | 8.4254e-06 | 1.8321e-05 | 0.00019255 | 192.545 | 5972.6284 | 32.819
|  |  |  | 1946 | 1.946 | 3.4269e-05 | 0.00013166 | 8.4205e-06 | 1.8307e-05 | 0.00019266 | 192.6585 | 5969.1103 | 32.8093
|  |  |  | 1947 | 1.947 | 3.4296e-05 | 0.00013177 | 8.4157e-06 | 1.8294e-05 | 0.00019277 | 192.7721 | 5965.5951 | 32.7996
|  |  |  | 1948 | 1.948 | 3.4323e-05 | 0.00013187 | 8.4108e-06 | 1.828e-05 | 0.00019289 | 192.8856 | 5962.0826 | 32.79
|  |  |  | 1949 | 1.949 | 3.435e-05 | 0.00013198 | 8.406e-06 | 1.8266e-05 | 0.000193 | 192.9992 | 5958.573 | 32.7803
|  |  |  | 1950 | 1.95 | 3.4378e-05 | 0.00013208 | 8.4012e-06 | 1.8253e-05 | 0.00019311 | 193.1129 | 5955.0663 | 32.7707
|  |  |  | 1951 | 1.951 | 3.4405e-05 | 0.00013219 | 8.3964e-06 | 1.8239e-05 | 0.00019323 | 193.2266 | 5951.5624 | 32.761
|  |  |  | 1952 | 1.952 | 3.4432e-05 | 0.00013229 | 8.3916e-06 | 1.8226e-05 | 0.00019334 | 193.3403 | 5948.0614 | 32.7514
|  |  |  | 1953 | 1.953 | 3.446e-05 | 0.0001324 | 8.3867e-06 | 1.8212e-05 | 0.00019345 | 193.4541 | 5944.5632 | 32.7418
|  |  |  | 1954 | 1.954 | 3.4487e-05 | 0.0001325 | 8.3819e-06 | 1.8198e-05 | 0.00019357 | 193.5679 | 5941.0678 | 32.7321
|  |  |  | 1955 | 1.955 | 3.4514e-05 | 0.00013261 | 8.3771e-06 | 1.8185e-05 | 0.00019368 | 193.6818 | 5937.5752 | 32.7225
|  |  |  | 1956 | 1.956 | 3.4541e-05 | 0.00013271 | 8.3723e-06 | 1.8171e-05 | 0.0001938 | 193.7957 | 5934.0855 | 32.7129
|  |  |  | 1957 | 1.957 | 3.4569e-05 | 0.00013282 | 8.3675e-06 | 1.8158e-05 | 0.00019391 | 193.9096 | 5930.5987 | 32.7033
|  |  |  | 1958 | 1.958 | 3.4596e-05 | 0.00013292 | 8.3628e-06 | 1.8144e-05 | 0.00019402 | 194.0236 | 5927.1147 | 32.6937
|  |  |  | 1959 | 1.959 | 3.4623e-05 | 0.00013303 | 8.358e-06 | 1.8131e-05 | 0.00019414 | 194.1376 | 5923.6335 | 32.6841
|  |  |  | 1960 | 1.96 | 3.4651e-05 | 0.00013313 | 8.3532e-06 | 1.8117e-05 | 0.00019425 | 194.2517 | 5920.1551 | 32.6745
|  |  |  | 1961 | 1.961 | 3.4678e-05 | 0.00013324 | 8.3484e-06 | 1.8104e-05 | 0.00019437 | 194.3658 | 5916.6796 | 32.6649
|  |  |  | 1962 | 1.962 | 3.4705e-05 | 0.00013334 | 8.3436e-06 | 1.8091e-05 | 0.00019448 | 194.4799 | 5913.2069 | 32.6553
|  |  |  | 1963 | 1.963 | 3.4733e-05 | 0.00013345 | 8.3389e-06 | 1.8077e-05 | 0.00019459 | 194.5941 | 5909.737 | 32.6457
|  |  |  | 1964 | 1.964 | 3.476e-05 | 0.00013355 | 8.3341e-06 | 1.8064e-05 | 0.00019471 | 194.7083 | 5906.27 | 32.6362
|  |  |  | 1965 | 1.965 | 3.4787e-05 | 0.00013366 | 8.3294e-06 | 1.805e-05 | 0.00019482 | 194.8226 | 5902.8058 | 32.6266
|  |  |  | 1966 | 1.966 | 3.4815e-05 | 0.00013376 | 8.3246e-06 | 1.8037e-05 | 0.00019494 | 194.9369 | 5899.3444 | 32.617
|  |  |  | 1967 | 1.967 | 3.4842e-05 | 0.00013387 | 8.3199e-06 | 1.8024e-05 | 0.00019505 | 195.0513 | 5895.8858 | 32.6074
|  |  |  | 1968 | 1.968 | 3.4869e-05 | 0.00013397 | 8.3151e-06 | 1.801e-05 | 0.00019517 | 195.1657 | 5892.4301 | 32.5979
|  |  |  | 1969 | 1.969 | 3.4897e-05 | 0.00013408 | 8.3104e-06 | 1.7997e-05 | 0.00019528 | 195.2801 | 5888.9772 | 32.5883
|  |  |  | 1970 | 1.97 | 3.4924e-05 | 0.00013418 | 8.3056e-06 | 1.7984e-05 | 0.00019539 | 195.3946 | 5885.5271 | 32.5788
|  |  |  | 1971 | 1.971 | 3.4952e-05 | 0.00013429 | 8.3009e-06 | 1.797e-05 | 0.00019551 | 195.5091 | 5882.0799 | 32.5692
|  |  |  | 1972 | 1.972 | 3.4979e-05 | 0.00013439 | 8.2962e-06 | 1.7957e-05 | 0.00019562 | 195.6236 | 5878.6354 | 32.5597
|  |  |  | 1973 | 1.973 | 3.5006e-05 | 0.0001345 | 8.2915e-06 | 1.7944e-05 | 0.00019574 | 195.7382 | 5875.1938 | 32.5502
|  |  |  | 1974 | 1.974 | 3.5034e-05 | 0.0001346 | 8.2867e-06 | 1.7931e-05 | 0.00019585 | 195.8529 | 5871.755 | 32.5407
|  |  |  | 1975 | 1.975 | 3.5061e-05 | 0.00013471 | 8.282e-06 | 1.7917e-05 | 0.00019597 | 195.9675 | 5868.319 | 32.5311
|  |  |  | 1976 | 1.976 | 3.5088e-05 | 0.00013481 | 8.2773e-06 | 1.7904e-05 | 0.00019608 | 196.0822 | 5864.8858 | 32.5216
|  |  |  | 1977 | 1.977 | 3.5116e-05 | 0.00013492 | 8.2726e-06 | 1.7891e-05 | 0.0001962 | 196.197 | 5861.4554 | 32.5121
|  |  |  | 1978 | 1.978 | 3.5143e-05 | 0.00013502 | 8.2679e-06 | 1.7878e-05 | 0.00019631 | 196.3118 | 5858.0279 | 32.5026
|  |  |  | 1979 | 1.979 | 3.5171e-05 | 0.00013513 | 8.2632e-06 | 1.7865e-05 | 0.00019643 | 196.4266 | 5854.6031 | 32.4931
|  |  |  | 1980 | 1.98 | 3.5198e-05 | 0.00013523 | 8.2585e-06 | 1.7852e-05 | 0.00019654 | 196.5415 | 5851.1812 | 32.4836
|  |  |  | 1981 | 1.981 | 3.5225e-05 | 0.00013534 | 8.2538e-06 | 1.7838e-05 | 0.00019666 | 196.6564 | 5847.7621 | 32.4741
|  |  |  | 1982 | 1.982 | 3.5253e-05 | 0.00013544 | 8.2491e-06 | 1.7825e-05 | 0.00019677 | 196.7714 | 5844.3458 | 32.4646
|  |  |  | 1983 | 1.983 | 3.528e-05 | 0.00013555 | 8.2445e-06 | 1.7812e-05 | 0.00019689 | 196.8864 | 5840.9323 | 32.4551
|  |  |  | 1984 | 1.984 | 3.5308e-05 | 0.00013565 | 8.2398e-06 | 1.7799e-05 | 0.000197 | 197.0014 | 5837.5216 | 32.4457
|  |  |  | 1985 | 1.985 | 3.5335e-05 | 0.00013576 | 8.2351e-06 | 1.7786e-05 | 0.00019712 | 197.1165 | 5834.1137 | 32.4362
|  |  |  | 1986 | 1.986 | 3.5363e-05 | 0.00013587 | 8.2304e-06 | 1.7773e-05 | 0.00019723 | 197.2316 | 5830.7086 | 32.4267
|  |  |  | 1987 | 1.987 | 3.539e-05 | 0.00013597 | 8.2258e-06 | 1.776e-05 | 0.00019735 | 197.3468 | 5827.3063 | 32.4173
|  |  |  | 1988 | 1.988 | 3.5417e-05 | 0.00013608 | 8.2211e-06 | 1.7747e-05 | 0.00019746 | 197.462 | 5823.9068 | 32.4078
|  |  |  | 1989 | 1.989 | 3.5445e-05 | 0.00013618 | 8.2165e-06 | 1.7734e-05 | 0.00019758 | 197.5772 | 5820.5101 | 32.3983
|  |  |  | 1990 | 1.99 | 3.5472e-05 | 0.00013629 | 8.2118e-06 | 1.7721e-05 | 0.00019769 | 197.6925 | 5817.1162 | 32.3889
|  |  |  | 1991 | 1.991 | 3.55e-05 | 0.00013639 | 8.2072e-06 | 1.7708e-05 | 0.00019781 | 197.8078 | 5813.7251 | 32.3795
|  |  |  | 1992 | 1.992 | 3.5527e-05 | 0.0001365 | 8.2025e-06 | 1.7695e-05 | 0.00019792 | 197.9231 | 5810.3368 | 32.37
|  |  |  | 1993 | 1.993 | 3.5555e-05 | 0.0001366 | 8.1979e-06 | 1.7682e-05 | 0.00019804 | 198.0385 | 5806.9512 | 32.3606
|  |  |  | 1994 | 1.994 | 3.5582e-05 | 0.00013671 | 8.1933e-06 | 1.7669e-05 | 0.00019815 | 198.1539 | 5803.5685 | 32.3512
|  |  |  | 1995 | 1.995 | 3.561e-05 | 0.00013682 | 8.1886e-06 | 1.7656e-05 | 0.00019827 | 198.2694 | 5800.1886 | 32.3417
|  |  |  | 1996 | 1.996 | 3.5637e-05 | 0.00013692 | 8.184e-06 | 1.7643e-05 | 0.00019838 | 198.3849 | 5796.8114 | 32.3323
|  |  |  | 1997 | 1.997 | 3.5665e-05 | 0.00013703 | 8.1794e-06 | 1.763e-05 | 0.0001985 | 198.5005 | 5793.4371 | 32.3229
|  |  |  | 1998 | 1.998 | 3.5692e-05 | 0.00013713 | 8.1748e-06 | 1.7617e-05 | 0.00019862 | 198.6161 | 5790.0655 | 32.3135
|  |  |  | 1999 | 1.999 | 3.572e-05 | 0.00013724 | 8.1702e-06 | 1.7604e-05 | 0.00019873 | 198.7317 | 5786.6967 | 32.3041
|  |  |  | 2000 | 2 | 3.5747e-05 | 0.00013734 | 8.1655e-06 | 1.7592e-05 | 0.00019885 | 198.8474 | 5783.3307 | 32.2947