## Sheet1
Add measurement temperatures both to column A and row 19; measured signal intensities to column B; and saline intensities to column E
Use solver to minimize Diffsqusum (orange box), by letting parameters in yellow box to vary
Melting point distribution is assumed to be a sum of three Gaussian distrubutions
[6 empty] | Diffsqusum |  |  |  | A1 | A2 | A3 | Amplitude
[6 empty] | 0.014257 |  |  |  | 0.37915 | 0.19757 | 0.1144
[10 empty] | Tmp 1 | Tmp 2 | Tmp 3 | Mean melting temperature
[6 empty] | k (KÅ) |  |  |  | 275.7628 | 260.3364 | 240.0666
[6 empty] | 300 |  |  |  | Sigma 1 | Sigma 2 | Sigma 3 | Width of distribution
[6 empty] | T0 (K) |  |  |  | 0.23846 | 1.9238 | 14.0201
273
[7 empty] | Mean pore diameter |  | Dm (Å) | 21.042
[9 empty] | D*PSDN | 0.010847 | 0.014725 | 0.019852 | 0.02658 | 0.035342 | 0.046669 | 0.061202 | 0.079705 | 0.10308 | 0.1324 | 0.16888 | 0.21391 | 0.26907 | 0.3361 | 0.41691 | 0.51356 | 0.6282 | 0.76308 | 0.92043 | 1.1025 | 1.3113 | 1.5486 | 1.8162 | 2.1149 | 2.4454 | 2.8075 | 3.2005 | 3.6226 | 4.0712 | 4.5427 | 5.0327 | 5.5355 | 6.0448 | 6.5535 | 7.0535 | 7.5367 | 7.9942 | 8.4176 | 8.7984 | 9.1285 | 9.4008 | 9.6091 | 9.7485 | 9.8153 | 9.8075 | 9.7249 | 9.5686 | 9.3417 | 9.0486 | 8.6953 | 8.2887 | 7.837 | 7.349 | 6.8337 | 6.3006 | 5.7587 | 5.2168 | 4.6833 | 4.168 | 3.7044 | 3.4899 | 4.3978 | 8.775 | 19.5086 | 34.9294 | 45.283 | 41.356 | 26.4542 | 11.9319 | 3.9404 | 1.1093 | 0.39136 | 0.21252 | 0.13446 | 0.080687 | 0.040695
[7 empty] | Pore diameter |  | D (Å) | 6.8182 | 6.9085 | 7.0012 | 7.0964 | 7.1942 | 7.2948 | 7.3983 | 7.5047 | 7.6142 | 7.727 | 7.8431 | 7.9628 | 8.0863 | 8.2136 | 8.3449 | 8.4806 | 8.6207 | 8.7655 | 8.9153 | 9.0703 | 9.2308 | 9.397 | 9.5694 | 9.7482 | 9.9338 | 10.1266 | 10.327 | 10.5356 | 10.7527 | 10.979 | 11.215 | 11.4613 | 11.7187 | 11.988 | 12.2699 | 12.5654 | 12.8755 | 13.2013 | 13.544 | 13.905 | 14.2857 | 14.6879 | 15.1134 | 15.5642 | 16.0428 | 16.5517 | 17.094 | 17.673 | 18.2927 | 18.9573 | 19.6721 | 20.4429 | 21.2766 | 22.1811 | 23.166 | 24.2424 | 25.4237 | 26.7261 | 28.169 | 29.7767 | 31.5789 | 33.6134 | 35.9281 | 38.5852 | 41.6667 | 45.283 | 49.5868 | 54.7945 | 61.2245 | 69.3642 | 80 | 94.4882 | 115.3846 | 148.1481 | 206.8966 | 342.8571 | 1000 | -1090.9091 | -352.9412 | -210.5263
[5 empty] | Max | 0.027138 | Pore size distribution |  | PSD | 4.3175e-05 | 5.7844e-05 | 7.6951e-05 | 0.00010165 | 0.00013332 | 0.00017362 | 0.0002245 | 0.00028822 | 0.00036741 | 0.00046501 | 0.00058433 | 0.00072901 | 0.00090301 | 0.0011105 | 0.0013558 | 0.0016434 | 0.0019776 | 0.0023625 | 0.0028018 | 0.0032986 | 0.003855 | 0.0044724 | 0.0051505 | 0.0058876 | 0.0066805 | 0.0075238 | 0.0084105 | 0.0093312 | 0.010275 | 0.011229 | 0.012178 | 0.013107 | 0.013999 | 0.014836 | 0.015601 | 0.016277 | 0.01685 | 0.017304 | 0.017629 | 0.017816 | 0.017858 | 0.017754 | 0.017505 | 0.017114 | 0.01659 | 0.015945 | 0.015191 | 0.014345 | 0.013424 | 0.012448 | 0.011434 | 0.010404 | 0.0093735 | 0.0083609 | 0.0073809 | 0.0064465 | 0.0055686 | 0.0047555 | 0.0040154 | 0.0033762 | 0.0029991 | 0.0035506 | 0.0066281 | 0.013721 | 0.02275 | 0.027138 | 0.022633 | 0.013102 | 0.0052889 | 0.0015417 | 0.00037631 | 0.0001124 | 4.9985e-05 | 2.463e-05 | 1.0583e-05 | 3.2211e-06 | 3.1443e-07 | 2.1794e-07 | 2.0477e-06 | 0.018475
[5 empty] | Sum | 21.9739 | Normalized PSD |  | PSDN | 0.0015909 | 0.0021315 | 0.0028356 | 0.0037455 | 0.0049126 | 0.0063976 | 0.0082724 | 0.010621 | 0.013538 | 0.017135 | 0.021532 | 0.026863 | 0.033275 | 0.04092 | 0.04996 | 0.060557 | 0.072872 | 0.087055 | 0.10324 | 0.12155 | 0.14205 | 0.1648 | 0.18979 | 0.21695 | 0.24617 | 0.27724 | 0.30991 | 0.34384 | 0.37862 | 0.41377 | 0.44875 | 0.48297 | 0.51583 | 0.54667 | 0.57486 | 0.59979 | 0.62089 | 0.63764 | 0.64961 | 0.65649 | 0.65806 | 0.65422 | 0.64502 | 0.63063 | 0.61134 | 0.58755 | 0.55977 | 0.52859 | 0.49466 | 0.45868 | 0.42134 | 0.38336 | 0.3454 | 0.30809 | 0.27197 | 0.23755 | 0.2052 | 0.17523 | 0.14796 | 0.12441 | 0.11051 | 0.13083 | 0.24424 | 0.5056 | 0.83831 | 1 | 0.83401 | 0.48279 | 0.19489 | 0.056808 | 0.013867 | 0.0041419 | 0.0018419 | 0.0009076 | 0.00038999 | 0.00011869 | 1.1586e-05 | 8.0308e-06 | 7.5453e-05 | 0.68079
[7 empty] | Sum D1 | 0.68227 | MP D1 | 0 | 0 | 0 | 0 | 0 | 0 | 0 | 0 | 0 | 0 | 0 | 0 | 0 | 0 | 0 | 0 | 0 | 0 | 0 | 0 | 0 | 0 | 0 | 0 | 0 | 0 | 0 | 0 | 0 | 0 | 0 | 0 | 0 | 0 | 0 | 0 | 0 | 0 | 0 | 0 | 0 | 0 | 0 | 0 | 0 | 0 | 0 | 0 | 0 | 0 | 0 | 0 | 0 | 0 | 0 | 0 | 0 | 0 | 0 | 0 | 0 | 0 | 0 | 0 | 0 | 0 | 0 | 0 | 0 | 0 | 0 | 0 | 5.34e-243 | 4.1372e-178 | 2.5411e-123 | 1.2374e-78 | 4.7767e-44 | 1.4619e-19 | 3.5469e-05 | 0.68224
Tstep |  |  | Max |  |  |  | Sum D2 | 0.19757 | MP D2 | 0 | 0 | 0 | 3.0108e-305 | 1.2641e-295 | 3.7125e-286 | 7.6276e-277 | 1.0963e-267 | 1.1022e-258 | 7.7521e-250 | 3.8141e-241 | 1.3127e-232 | 3.1607e-224 | 5.3234e-216 | 6.2722e-208 | 5.1696e-200 | 2.9807e-192 | 1.2022e-184 | 3.3921e-177 | 6.6951e-170 | 9.2442e-163 | 8.9288e-156 | 6.0329e-149 | 2.8515e-142 | 9.4285e-136 | 2.1808e-129 | 3.5287e-123 | 3.9941e-117 | 3.1625e-111 | 1.7517e-105 | 6.7876e-100 | 1.8398e-94 | 3.4886e-89 | 4.6274e-84 | 4.2938e-79 | 2.7871e-74 | 1.2656e-69 | 4.02e-65 | 8.9327e-61 | 1.3885e-56 | 1.5099e-52 | 1.1485e-48 | 6.1114e-45 | 2.2749e-41 | 5.9239e-38 | 1.0791e-34 | 1.3751e-31 | 1.2258e-28 | 7.6436e-26 | 3.3343e-23 | 1.0175e-20 | 2.172e-18 | 3.2434e-16 | 3.3882e-14 | 2.476e-12 | 1.2657e-10 | 4.5262e-09 | 1.1323e-07 | 1.9815e-06 | 2.4257e-05 | 0.00020772 | 0.0012444 | 0.0052149 | 0.015288 | 0.031351 | 0.044976 | 0.045136 | 0.031687 | 0.015561 | 0.0053459 | 0.0012848 | 0.00021599 | 2.5401e-05 | 2.0897e-06 | 1.2026e-07 | 4.8417e-09 | 1.3636e-10 | 2.6864e-12 | 3.7023e-14 | 3.5694e-16
1.15 |  |  | 0.019759 |  |  |  | Sum D3 | 0.11385 | MP D3 | 1.6726e-06 | 2.3006e-06 | 3.1432e-06 | 4.2657e-06 | 5.7501e-06 | 7.6992e-06 | 1.024e-05 | 1.3527e-05 | 1.7751e-05 | 2.3136e-05 | 2.9954e-05 | 3.852e-05 | 4.9204e-05 | 6.243e-05 | 7.868e-05 | 9.8495e-05 | 0.00012247 | 0.00015127 | 0.00018558 | 0.00022614 | 0.00027373 | 0.00032911 | 0.00039304 | 0.00046624 | 0.00054936 | 0.00064296 | 0.00074746 | 0.00086312 | 0.00099 | 0.0011279 | 0.0012764 | 0.0014348 | 0.001602 | 0.0017767 | 0.0019572 | 0.0021417 | 0.0023278 | 0.0025131 | 0.0026949 | 0.0028706 | 0.0030371 | 0.0031918 | 0.0033319 | 0.0034548 | 0.0035583 | 0.0036402 | 0.0036991 | 0.0037337 | 0.0037433 | 0.0037278 | 0.0036875 | 0.0036232 | 0.0035361 | 0.003428 | 0.0033009 | 0.0031572 | 0.0029995 | 0.0028305 | 0.0026532 | 0.0024703 | 0.0022846 | 0.0020987 | 0.001915 | 0.0017356 | 0.0015625 | 0.0013972 | 0.0012411 | 0.001095 | 0.00095958 | 0.0008353 | 0.00072224 | 0.00062029 | 0.00052917 | 0.0004484 | 0.00037741 | 0.00031553 | 0.00026203 | 0.00021614 | 0.00017709 | 0.00014412
|  |  | Conventional | [5 empty] | MP Dtot | 1.6726e-06 | 2.3006e-06 | 3.1432e-06 | 4.2657e-06 | 5.7501e-06 | 7.6992e-06 | 1.024e-05 | 1.3527e-05 | 1.7751e-05 | 2.3136e-05 | 2.9954e-05 | 3.852e-05 | 4.9204e-05 | 6.243e-05 | 7.868e-05 | 9.8495e-05 | 0.00012247 | 0.00015127 | 0.00018558 | 0.00022614 | 0.00027373 | 0.00032911 | 0.00039304 | 0.00046624 | 0.00054936 | 0.00064296 | 0.00074746 | 0.00086312 | 0.00099 | 0.0011279 | 0.0012764 | 0.0014348 | 0.001602 | 0.0017767 | 0.0019572 | 0.0021417 | 0.0023278 | 0.0025131 | 0.0026949 | 0.0028706 | 0.0030371 | 0.0031918 | 0.0033319 | 0.0034548 | 0.0035583 | 0.0036402 | 0.0036991 | 0.0037337 | 0.0037433 | 0.0037278 | 0.0036875 | 0.0036232 | 0.0035361 | 0.003428 | 0.0033009 | 0.0031572 | 0.0029995 | 0.0028306 | 0.0026552 | 0.0024946 | 0.0024923 | 0.0033431 | 0.0071298 | 0.017023 | 0.032914 | 0.046373 | 0.046377 | 0.032782 | 0.016521 | 0.0061812 | 0.002007 | 0.00083628 | 0.00055457 | 0.00045049 | 0.00037753 | 0.00031554 | 0.00026203 | 0.00021614 | 0.00021256 | 0.68238
T (K) | Meas | D (Å) | PSD | PSDN | Fit | Diffsqu | Saline |  | T (K) | 185 | 186.15 | 187.3 | 188.45 | 189.6 | 190.75 | 191.9 | 193.05 | 194.2 | 195.35 | 196.5 | 197.65 | 198.8 | 199.95 | 201.1 | 202.25 | 203.4 | 204.55 | 205.7 | 206.85 | 208 | 209.15 | 210.3 | 211.45 | 212.6 | 213.75 | 214.9 | 216.05 | 217.2 | 218.35 | 219.5 | 220.65 | 221.8 | 222.95 | 224.1 | 225.25 | 226.4 | 227.55 | 228.7 | 229.85 | 231 | 232.15 | 233.3 | 234.45 | 235.6 | 236.75 | 237.9 | 239.05 | 240.2 | 241.35 | 242.5 | 243.65 | 244.8 | 245.95 | 247.1 | 248.25 | 249.4 | 250.55 | 251.7 | 252.85 | 254 | 255.15 | 256.3 | 257.45 | 258.6 | 259.75 | 260.9 | 262.05 | 263.2 | 264.35 | 265.5 | 266.65 | 267.8 | 268.95 | 270.1 | 271.25 | 272.4 | 273.55 | 274.7 | 275.85
185 | 0.0012769 | 6.8182 |  |  | 0.001066 | 4.4485e-08 | 0.00091699 |  |  | 1.6479e-06 | 2.3006e-06 | 2.808e-06 | 2.4036e-06 | 2.3377e-06 | 2.2573e-06 | 2.2057e-06 | 2.1838e-06 | 2.2178e-06 | 2.3044e-06 | 2.4425e-06 | 2.6402e-06 | 2.9036e-06 | 3.2305e-06 | 3.6343e-06 | 4.1361e-06 | 4.7226e-06 | 5.4059e-06 | 6.2022e-06 | 7.118e-06 | 8.1571e-06 | 8.7181e-06 | 6.6676e-06 | 2.1315e-06 | 1.208e-06 | 1.2233e-06 | 1.3302e-06 | 1.4856e-06 | 1.6701e-06 | 1.8368e-06 | 2.06e-06 | 2.2528e-06 | 2.4915e-06 | 2.7132e-06 | 2.9392e-06 | 3.1681e-06 | 3.412e-06 | 3.6291e-06 | 3.8557e-06 | 3.997e-06 | 4.2381e-06 | 4.3626e-06 | 4.5011e-06 | 4.5772e-06 | 4.6573e-06 | 4.7344e-06 | 4.7361e-06 | 4.7126e-06 | 4.6479e-06 | 4.6045e-06 | 4.5235e-06 | 4.3872e-06 | 4.2167e-06 | 4.0332e-06 | 3.8418e-06 | 3.6782e-06 | 3.4557e-06 | 3.2418e-06 | 2.9934e-06 | 2.7808e-06 | 2.7515e-06 | 3.6672e-06 | 7.7734e-06 | 1.8354e-05 | 3.4874e-05 | 4.8961e-05 | 4.8435e-05 | 3.3987e-05 | 1.7054e-05 | 6.2864e-06 | 2.0138e-06 | 8.3446e-07 | 5.4854e-07 | 4.3935e-07 | 3.6694e-07 | 3.0211e-07 | 2.4919e-07 | 2.0416e-07 | 1.9722e-07 | 0.00062574
186.15 | 0.0012585 | 6.9085 | -0.00040309 | -0.0204 | 0.0011005 | 2.4945e-08 | 0.00092786 |  |  | 1.6726e-06 | 2.2667e-06 | 3.1432e-06 | 3.8107e-06 | 3.24e-06 | 3.1301e-06 | 3.0022e-06 | 2.9139e-06 | 2.8656e-06 | 2.8908e-06 | 2.9834e-06 | 3.141e-06 | 3.3724e-06 | 3.684e-06 | 4.0713e-06 | 4.5495e-06 | 5.143e-06 | 5.8329e-06 | 6.6321e-06 | 7.558e-06 | 8.6158e-06 | 9.8073e-06 | 1.0412e-05 | 7.9094e-06 | 2.5115e-06 | 1.4138e-06 | 1.4222e-06 | 1.5361e-06 | 1.7039e-06 | 1.9028e-06 | 2.0786e-06 | 2.3156e-06 | 2.5153e-06 | 2.7632e-06 | 2.9889e-06 | 3.2162e-06 | 3.4434e-06 | 3.6836e-06 | 3.8917e-06 | 4.107e-06 | 4.2289e-06 | 4.4539e-06 | 4.554e-06 | 4.6672e-06 | 4.7142e-06 | 4.7645e-06 | 4.811e-06 | 4.7804e-06 | 4.7248e-06 | 4.6286e-06 | 4.5547e-06 | 4.4446e-06 | 4.2817e-06 | 4.0878e-06 | 3.8836e-06 | 3.6745e-06 | 3.4945e-06 | 3.2612e-06 | 3.0409e-06 | 2.8123e-06 | 2.7783e-06 | 3.6907e-06 | 7.821e-06 | 1.856e-05 | 3.5487e-05 | 4.9135e-05 | 4.8965e-05 | 3.4236e-05 | 1.7128e-05 | 6.3808e-06 | 2.0411e-06 | 8.3913e-07 | 5.5336e-07 | 4.456e-07 | 3.682e-07 | 3.0669e-07 | 2.5088e-07 | 2.0555e-07 | 2.0078e-07 | 0.00063315
187.3 | 0.001355 | 7.0012 | 0.0020537 | 0.10394 | 0.0011448 | 4.418e-08 | 0.0009446 |  |  | 1.6726e-06 | 2.3006e-06 | 3.0969e-06 | 4.2657e-06 | 5.1368e-06 | 4.3382e-06 | 4.163e-06 | 3.9661e-06 | 3.8236e-06 | 3.7351e-06 | 3.7426e-06 | 3.8366e-06 | 4.0122e-06 | 4.2789e-06 | 4.6429e-06 | 5.0966e-06 | 5.6571e-06 | 6.3521e-06 | 7.156e-06 | 8.0818e-06 | 9.1484e-06 | 1.0359e-05 | 1.1712e-05 | 1.2351e-05 | 9.3195e-06 | 2.9394e-06 | 1.6436e-06 | 1.6422e-06 | 1.7619e-06 | 1.9413e-06 | 2.1533e-06 | 2.3366e-06 | 2.5854e-06 | 2.7896e-06 | 3.044e-06 | 3.2705e-06 | 3.4956e-06 | 3.7175e-06 | 3.9501e-06 | 4.1453e-06 | 4.3453e-06 | 4.4443e-06 | 4.6494e-06 | 4.722e-06 | 4.8069e-06 | 4.8228e-06 | 4.8416e-06 | 4.856e-06 | 4.7928e-06 | 4.7052e-06 | 4.5786e-06 | 4.4752e-06 | 4.3377e-06 | 4.1508e-06 | 3.9362e-06 | 3.7146e-06 | 3.491e-06 | 3.2978e-06 | 3.0591e-06 | 2.8569e-06 | 2.8098e-06 | 3.7267e-06 | 7.8713e-06 | 1.8674e-05 | 3.5885e-05 | 4.9999e-05 | 4.9139e-05 | 3.4611e-05 | 1.7254e-05 | 6.4085e-06 | 2.0718e-06 | 8.5051e-07 | 5.5646e-07 | 4.495e-07 | 3.7343e-07 | 3.0774e-07 | 2.5468e-07 | 2.0694e-07 | 2.0215e-07 | 0.00064457
188.45 | 0.0013904 | 7.0964 | 0.00073408 | 0.037151 | 0.0011886 | 4.0698e-08 | 0.000951 |  |  | 1.6726e-06 | 2.3006e-06 | 3.1432e-06 | 4.2028e-06 | 5.7501e-06 | 6.878e-06 | 5.7698e-06 | 5.4996e-06 | 5.2043e-06 | 4.9837e-06 | 4.8357e-06 | 4.8129e-06 | 4.9007e-06 | 5.0906e-06 | 5.3927e-06 | 5.8122e-06 | 6.3374e-06 | 6.9871e-06 | 7.7929e-06 | 8.7203e-06 | 9.7824e-06 | 1.0999e-05 | 1.2371e-05 | 1.3894e-05 | 1.4552e-05 | 1.0907e-05 | 3.4171e-06 | 1.898e-06 | 1.8836e-06 | 2.0073e-06 | 2.1969e-06 | 2.4205e-06 | 2.6089e-06 | 2.8674e-06 | 3.0731e-06 | 3.3308e-06 | 3.5547e-06 | 3.7739e-06 | 3.9865e-06 | 4.2076e-06 | 4.3859e-06 | 4.5667e-06 | 4.6394e-06 | 4.8209e-06 | 4.8634e-06 | 4.9176e-06 | 4.9007e-06 | 4.8868e-06 | 4.8685e-06 | 4.773e-06 | 4.6543e-06 | 4.4987e-06 | 4.3676e-06 | 4.2051e-06 | 3.9969e-06 | 3.7648e-06 | 3.529e-06 | 3.2945e-06 | 3.0934e-06 | 2.874e-06 | 2.8544e-06 | 3.7689e-06 | 7.9479e-06 | 1.8794e-05 | 3.6105e-05 | 5.0559e-05 | 5.0003e-05 | 3.4734e-05 | 1.7443e-05 | 6.4556e-06 | 2.0808e-06 | 8.6327e-07 | 5.64e-07 | 4.5203e-07 | 3.7671e-07 | 3.1211e-07 | 2.5555e-07 | 2.1008e-07 | 2.0351e-07 | 0.00064895
189.6 | 0.0014316 | 7.1942 | 0.00083086 | 0.042049 | 0.0012405 | 3.6536e-08 | 0.00095743 |  |  | 1.6726e-06 | 2.3006e-06 | 3.1432e-06 | 4.2657e-06 | 5.6654e-06 | 7.6992e-06 | 9.1476e-06 | 7.6223e-06 | 7.2166e-06 | 6.7833e-06 | 6.4522e-06 | 6.2186e-06 | 6.1478e-06 | 6.218e-06 | 6.4156e-06 | 6.7508e-06 | 7.2272e-06 | 7.8273e-06 | 8.5719e-06 | 9.4964e-06 | 1.0555e-05 | 1.1761e-05 | 1.3136e-05 | 1.4675e-05 | 1.6371e-05 | 1.7032e-05 | 1.268e-05 | 3.9459e-06 | 2.1769e-06 | 2.146e-06 | 2.2716e-06 | 2.4695e-06 | 2.7026e-06 | 2.8934e-06 | 3.1587e-06 | 3.3627e-06 | 3.6202e-06 | 3.8377e-06 | 4.047e-06 | 4.2463e-06 | 4.4517e-06 | 4.6093e-06 | 4.7671e-06 | 4.8105e-06 | 4.9653e-06 | 4.9754e-06 | 4.9971e-06 | 4.9466e-06 | 4.8995e-06 | 4.8484e-06 | 4.7214e-06 | 4.5731e-06 | 4.3906e-06 | 4.2341e-06 | 4.0492e-06 | 3.8229e-06 | 3.5768e-06 | 3.3304e-06 | 3.0903e-06 | 2.9062e-06 | 2.8714e-06 | 3.8287e-06 | 8.0381e-06 | 1.8977e-05 | 3.6337e-05 | 5.0869e-05 | 5.0563e-05 | 3.5345e-05 | 1.7505e-05 | 6.5262e-06 | 2.0961e-06 | 8.6703e-07 | 5.7247e-07 | 4.5815e-07 | 3.7882e-07 | 3.1485e-07 | 2.5918e-07 | 2.108e-07 | 2.066e-07 | 0.00065333
190.75 | 0.0014718 | 7.2948 | 0.00078902 | 0.039932 | 0.0013073 | 2.7085e-08 | 0.00097195 |  |  | 1.6726e-06 | 2.3006e-06 | 3.1432e-06 | 4.2657e-06 | 5.7501e-06 | 7.5858e-06 | 1.024e-05 | 1.2085e-05 | 1.0002e-05 | 9.4061e-06 | 8.7822e-06 | 8.2974e-06 | 7.9434e-06 | 7.8003e-06 | 7.8364e-06 | 8.0313e-06 | 8.3942e-06 | 8.9263e-06 | 9.6028e-06 | 1.0446e-05 | 1.1495e-05 | 1.2691e-05 | 1.4046e-05 | 1.5582e-05 | 1.7291e-05 | 1.916e-05 | 1.98e-05 | 1.4642e-05 | 4.5259e-06 | 2.4802e-06 | 2.4286e-06 | 2.5534e-06 | 2.7573e-06 | 2.9973e-06 | 3.1874e-06 | 3.4564e-06 | 3.6549e-06 | 3.9084e-06 | 4.1154e-06 | 4.3107e-06 | 4.4928e-06 | 4.6785e-06 | 4.8115e-06 | 4.9429e-06 | 4.9545e-06 | 5.0796e-06 | 5.0558e-06 | 5.0438e-06 | 4.9594e-06 | 4.8792e-06 | 4.796e-06 | 4.639e-06 | 4.4632e-06 | 4.2563e-06 | 4.0771e-06 | 3.8729e-06 | 3.6319e-06 | 3.3755e-06 | 3.124e-06 | 2.9034e-06 | 2.9036e-06 | 3.8516e-06 | 8.1655e-06 | 1.9192e-05 | 3.669e-05 | 5.1196e-05 | 5.0873e-05 | 3.574e-05 | 1.7813e-05 | 6.5494e-06 | 2.119e-06 | 8.7339e-07 | 5.7496e-07 | 4.6503e-07 | 3.8395e-07 | 3.1661e-07 | 2.6146e-07 | 2.1379e-07 | 2.073e-07 | 0.00066324
191.9 | 0.0015212 | 7.3983 | 0.00094164 | 0.047655 | 0.0013779 | 2.0542e-08 | 0.00097528 |  |  | 1.6726e-06 | 2.3006e-06 | 3.1432e-06 | 4.2657e-06 | 5.7501e-06 | 7.6992e-06 | 1.0089e-05 | 1.3527e-05 | 1.5857e-05 | 1.3037e-05 | 1.2178e-05 | 1.1294e-05 | 1.0599e-05 | 1.0079e-05 | 9.8306e-06 | 9.8099e-06 | 9.9865e-06 | 1.0368e-05 | 1.0951e-05 | 1.1702e-05 | 1.2644e-05 | 1.382e-05 | 1.5156e-05 | 1.6662e-05 | 1.836e-05 | 2.0238e-05 | 2.2274e-05 | 2.2864e-05 | 1.6795e-05 | 5.1564e-06 | 2.8068e-06 | 2.7299e-06 | 2.851e-06 | 3.058e-06 | 3.3019e-06 | 3.4877e-06 | 3.7567e-06 | 3.9458e-06 | 4.1912e-06 | 4.3836e-06 | 4.5609e-06 | 4.7216e-06 | 4.8838e-06 | 4.989e-06 | 5.0909e-06 | 5.0686e-06 | 5.1617e-06 | 5.1031e-06 | 5.0569e-06 | 4.9389e-06 | 4.8265e-06 | 4.7123e-06 | 4.5275e-06 | 4.3267e-06 | 4.0985e-06 | 3.8996e-06 | 3.6794e-06 | 3.4275e-06 | 3.1662e-06 | 2.935e-06 | 2.9007e-06 | 3.8948e-06 | 8.2144e-06 | 1.9496e-05 | 3.7107e-05 | 5.1694e-05 | 5.12e-05 | 3.596e-05 | 1.8012e-05 | 6.6646e-06 | 2.1265e-06 | 8.8295e-07 | 5.7918e-07 | 4.6705e-07 | 3.8972e-07 | 3.209e-07 | 2.6292e-07 | 2.1567e-07 | 2.1025e-07 | 0.00066551
193.05 | 0.0015919 | 7.5047 | 0.0013089 | 0.066243 | 0.0014694 | 1.4989e-08 | 0.00098914 |  |  | 1.6726e-06 | 2.3006e-06 | 3.1432e-06 | 4.2657e-06 | 5.7501e-06 | 7.6992e-06 | 1.024e-05 | 1.3328e-05 | 1.7751e-05 | 2.0669e-05 | 1.6878e-05 | 1.566e-05 | 1.4426e-05 | 1.3448e-05 | 1.2702e-05 | 1.2306e-05 | 1.2198e-05 | 1.2334e-05 | 1.2719e-05 | 1.3345e-05 | 1.4164e-05 | 1.5202e-05 | 1.6505e-05 | 1.7978e-05 | 1.9633e-05 | 2.1489e-05 | 2.3527e-05 | 2.5721e-05 | 2.6225e-05 | 1.9134e-05 | 5.8353e-06 | 3.155e-06 | 3.0481e-06 | 3.1619e-06 | 3.3687e-06 | 3.613e-06 | 3.7908e-06 | 4.0558e-06 | 4.2313e-06 | 4.4644e-06 | 4.638e-06 | 4.7932e-06 | 4.9288e-06 | 5.064e-06 | 5.1384e-06 | 5.2081e-06 | 5.1506e-06 | 5.21e-06 | 5.1163e-06 | 5.036e-06 | 4.8855e-06 | 4.7423e-06 | 4.599e-06 | 4.3891e-06 | 4.1663e-06 | 3.9201e-06 | 3.7048e-06 | 3.4723e-06 | 3.215e-06 | 2.9747e-06 | 2.9323e-06 | 3.8909e-06 | 8.3064e-06 | 1.9613e-05 | 3.7695e-05 | 5.2281e-05 | 5.1698e-05 | 3.6191e-05 | 1.8122e-05 | 6.7392e-06 | 2.1639e-06 | 8.8609e-07 | 5.8551e-07 | 4.7048e-07 | 3.9141e-07 | 3.2572e-07 | 2.6649e-07 | 2.1688e-07 | 2.121e-07 | 0.00067497
194.2 | 0.0016769 | 7.6142 | 0.0015299 | 0.077427 | 0.0015736 | 1.0674e-08 | 0.00099782 |  |  | 1.6726e-06 | 2.3006e-06 | 3.1432e-06 | 4.2657e-06 | 5.7501e-06 | 7.6992e-06 | 1.024e-05 | 1.3527e-05 | 1.7489e-05 | 2.3136e-05 | 2.6759e-05 | 2.1705e-05 | 2.0004e-05 | 1.8304e-05 | 1.6948e-05 | 1.5901e-05 | 1.5302e-05 | 1.5066e-05 | 1.5132e-05 | 1.55e-05 | 1.6153e-05 | 1.703e-05 | 1.8155e-05 | 1.9578e-05 | 2.1184e-05 | 2.2978e-05 | 2.4981e-05 | 2.7167e-05 | 2.9502e-05 | 2.9878e-05 | 2.1654e-05 | 6.5594e-06 | 3.5227e-06 | 3.3805e-06 | 3.4832e-06 | 3.6862e-06 | 3.927e-06 | 4.0925e-06 | 4.3493e-06 | 4.5071e-06 | 4.7235e-06 | 4.8742e-06 | 5.0035e-06 | 5.1106e-06 | 5.2155e-06 | 5.2567e-06 | 5.2924e-06 | 5.1988e-06 | 5.2235e-06 | 5.0952e-06 | 4.9815e-06 | 4.8002e-06 | 4.6283e-06 | 4.4584e-06 | 4.2263e-06 | 3.9849e-06 | 3.7243e-06 | 3.4963e-06 | 3.2571e-06 | 3.0206e-06 | 2.972e-06 | 3.9333e-06 | 8.2982e-06 | 1.9833e-05 | 3.792e-05 | 5.311e-05 | 5.2285e-05 | 3.6543e-05 | 1.8239e-05 | 6.7805e-06 | 2.1881e-06 | 9.0167e-07 | 5.876e-07 | 4.7563e-07 | 3.9429e-07 | 3.2714e-07 | 2.7049e-07 | 2.1982e-07 | 2.1328e-07 | 0.00068089
195.35 | 0.001808 | 7.727 | 0.0022919 | 0.11599 | 0.0016943 | 1.2921e-08 | 0.0010034 |  |  | 1.6726e-06 | 2.3006e-06 | 3.1432e-06 | 4.2657e-06 | 5.7501e-06 | 7.6992e-06 | 1.024e-05 | 1.3527e-05 | 1.7751e-05 | 2.2796e-05 | 2.9954e-05 | 3.4412e-05 | 2.7725e-05 | 2.5381e-05 | 2.3068e-05 | 2.1216e-05 | 1.9772e-05 | 1.89e-05 | 1.8483e-05 | 1.844e-05 | 1.8761e-05 | 1.9421e-05 | 2.0338e-05 | 2.1536e-05 | 2.3069e-05 | 2.4793e-05 | 2.6712e-05 | 2.8847e-05 | 3.1161e-05 | 3.3611e-05 | 3.3812e-05 | 2.434e-05 | 7.3238e-06 | 3.9069e-06 | 3.724e-06 | 3.8114e-06 | 4.0064e-06 | 4.2396e-06 | 4.3887e-06 | 4.6327e-06 | 4.7687e-06 | 4.9641e-06 | 5.0882e-06 | 5.1881e-06 | 5.2636e-06 | 5.3357e-06 | 5.3417e-06 | 5.3419e-06 | 5.2122e-06 | 5.2019e-06 | 5.0401e-06 | 4.8946e-06 | 4.6849e-06 | 4.4867e-06 | 4.2931e-06 | 4.0423e-06 | 3.7859e-06 | 3.5146e-06 | 3.2796e-06 | 3.0601e-06 | 3.0178e-06 | 3.9865e-06 | 8.3886e-06 | 1.9813e-05 | 3.8345e-05 | 5.3427e-05 | 5.3114e-05 | 3.6957e-05 | 1.8416e-05 | 6.824e-06 | 2.2016e-06 | 9.1176e-07 | 5.9793e-07 | 4.7732e-07 | 3.986e-07 | 3.2954e-07 | 2.7166e-07 | 2.2312e-07 | 2.1618e-07 | 0.00068471
196.5 | 0.0019725 | 7.8431 | 0.0027909 | 0.14124 | 0.0018425 | 1.6916e-08 | 0.001017 |  |  | 1.6726e-06 | 2.3006e-06 | 3.1432e-06 | 4.2657e-06 | 5.7501e-06 | 7.6992e-06 | 1.024e-05 | 1.3527e-05 | 1.7751e-05 | 2.3136e-05 | 2.9513e-05 | 3.852e-05 | 4.3956e-05 | 3.5177e-05 | 3.1987e-05 | 2.8878e-05 | 2.6381e-05 | 2.442e-05 | 2.3187e-05 | 2.2524e-05 | 2.232e-05 | 2.2557e-05 | 2.3193e-05 | 2.4125e-05 | 2.5375e-05 | 2.7e-05 | 2.8823e-05 | 3.0846e-05 | 3.3087e-05 | 3.5502e-05 | 3.8037e-05 | 3.8008e-05 | 2.7177e-05 | 8.1225e-06 | 4.3039e-06 | 4.0749e-06 | 4.1426e-06 | 4.3254e-06 | 4.5464e-06 | 4.6747e-06 | 4.9015e-06 | 5.0115e-06 | 5.1819e-06 | 5.2759e-06 | 5.3434e-06 | 5.3848e-06 | 5.4219e-06 | 5.3917e-06 | 5.3557e-06 | 5.1907e-06 | 5.1456e-06 | 4.9522e-06 | 4.777e-06 | 4.5416e-06 | 4.3204e-06 | 4.1062e-06 | 3.8404e-06 | 3.5728e-06 | 3.2968e-06 | 3.0812e-06 | 3.0573e-06 | 4.048e-06 | 8.5021e-06 | 2.0029e-05 | 3.8307e-05 | 5.4026e-05 | 5.3432e-05 | 3.7543e-05 | 1.8625e-05 | 6.8905e-06 | 2.2157e-06 | 9.1736e-07 | 6.0462e-07 | 4.8571e-07 | 4.0002e-07 | 3.3314e-07 | 2.7366e-07 | 2.2409e-07 | 2.1942e-07 | 0.00069399
197.65 | 0.0021983 | 7.9628 | 0.003715 | 0.18801 | 0.0020175 | 3.2694e-08 | 0.0010323 |  |  | 1.6726e-06 | 2.3006e-06 | 3.1432e-06 | 4.2657e-06 | 5.7501e-06 | 7.6992e-06 | 1.024e-05 | 1.3527e-05 | 1.7751e-05 | 2.3136e-05 | 2.9954e-05 | 3.7953e-05 | 4.9204e-05 | 5.5772e-05 | 4.4334e-05 | 4.0043e-05 | 3.5908e-05 | 3.2583e-05 | 2.9959e-05 | 2.8255e-05 | 2.7263e-05 | 2.6836e-05 | 2.6938e-05 | 2.7513e-05 | 2.8427e-05 | 2.9699e-05 | 3.1388e-05 | 3.3283e-05 | 3.538e-05 | 3.7696e-05 | 4.0176e-05 | 4.2756e-05 | 4.2437e-05 | 3.0141e-05 | 8.9478e-06 | 4.7094e-06 | 4.429e-06 | 4.4724e-06 | 4.6384e-06 | 4.8427e-06 | 4.946e-06 | 5.1512e-06 | 5.2315e-06 | 5.3731e-06 | 5.4338e-06 | 5.4665e-06 | 5.4719e-06 | 5.4727e-06 | 5.4056e-06 | 5.3335e-06 | 5.1345e-06 | 5.0559e-06 | 4.8331e-06 | 4.6309e-06 | 4.3732e-06 | 4.1323e-06 | 3.9011e-06 | 3.6242e-06 | 3.3513e-06 | 3.0973e-06 | 3.0784e-06 | 4.1009e-06 | 8.6332e-06 | 2.03e-05 | 3.8725e-05 | 5.3973e-05 | 5.403e-05 | 3.7768e-05 | 1.8921e-05 | 6.9686e-06 | 2.2373e-06 | 9.2325e-07 | 6.0833e-07 | 4.9115e-07 | 4.0705e-07 | 3.3433e-07 | 2.7665e-07 | 2.2573e-07 | 2.2038e-07 | 0.00070441
198.8 | 0.0024738 | 8.0863 | 0.0043973 | 0.22254 | 0.0022153 | 6.6844e-08 | 0.0010368 |  |  | 1.6726e-06 | 2.3006e-06 | 3.1432e-06 | 4.2657e-06 | 5.7501e-06 | 7.6992e-06 | 1.024e-05 | 1.3527e-05 | 1.7751e-05 | 2.3136e-05 | 2.9954e-05 | 3.852e-05 | 4.848e-05 | 6.243e-05 | 7.0288e-05 | 5.5499e-05 | 4.9791e-05 | 4.435e-05 | 3.9974e-05 | 3.6508e-05 | 3.4201e-05 | 3.2779e-05 | 3.2048e-05 | 3.1955e-05 | 3.2418e-05 | 3.327e-05 | 3.4526e-05 | 3.6245e-05 | 3.8175e-05 | 4.0309e-05 | 4.266e-05 | 4.5161e-05 | 4.7739e-05 | 4.7065e-05 | 3.3203e-05 | 9.791e-06 | 5.1186e-06 | 4.7815e-06 | 4.796e-06 | 4.9407e-06 | 5.1237e-06 | 5.1979e-06 | 5.3773e-06 | 5.4245e-06 | 5.5339e-06 | 5.5589e-06 | 5.5549e-06 | 5.5231e-06 | 5.4868e-06 | 5.3833e-06 | 5.2759e-06 | 5.045e-06 | 4.9344e-06 | 4.6853e-06 | 4.4592e-06 | 4.1828e-06 | 3.9259e-06 | 3.6815e-06 | 3.3996e-06 | 3.1486e-06 | 3.0946e-06 | 4.1292e-06 | 8.7461e-06 | 2.0613e-05 | 3.9249e-05 | 5.4561e-05 | 5.3977e-05 | 3.8191e-05 | 1.9034e-05 | 7.0791e-06 | 2.2627e-06 | 9.3224e-07 | 6.1224e-07 | 4.9416e-07 | 4.1161e-07 | 3.4021e-07 | 2.7764e-07 | 2.282e-07 | 2.2199e-07 | 0.00070747
199.95 | 0.002818 | 8.2136 | 0.0053236 | 0.26942 | 0.0024504 | 1.3517e-07 | 0.0010444 |  |  | 1.6726e-06 | 2.3006e-06 | 3.1432e-06 | 4.2657e-06 | 5.7501e-06 | 7.6992e-06 | 1.024e-05 | 1.3527e-05 | 1.7751e-05 | 2.3136e-05 | 2.9954e-05 | 3.852e-05 | 4.9204e-05 | 6.1511e-05 | 7.868e-05 | 8.799e-05 | 6.9009e-05 | 6.1498e-05 | 5.4409e-05 | 4.8712e-05 | 4.419e-05 | 4.112e-05 | 3.9146e-05 | 3.8017e-05 | 3.7653e-05 | 3.7941e-05 | 3.8678e-05 | 3.9868e-05 | 4.1573e-05 | 4.3493e-05 | 4.5616e-05 | 4.7953e-05 | 5.0424e-05 | 5.2945e-05 | 5.1847e-05 | 3.6332e-05 | 1.0642e-05 | 5.5261e-06 | 5.1275e-06 | 5.1086e-06 | 5.2274e-06 | 5.3846e-06 | 5.426e-06 | 5.5756e-06 | 5.5869e-06 | 5.6614e-06 | 5.6488e-06 | 5.6068e-06 | 5.5374e-06 | 5.4641e-06 | 5.3251e-06 | 5.1838e-06 | 4.9237e-06 | 4.7835e-06 | 4.5116e-06 | 4.265e-06 | 3.9739e-06 | 3.7049e-06 | 3.4533e-06 | 3.1939e-06 | 3.1457e-06 | 4.1509e-06 | 8.8064e-06 | 2.0882e-05 | 3.9854e-05 | 5.5299e-05 | 5.4565e-05 | 3.8154e-05 | 1.9247e-05 | 7.1215e-06 | 2.2985e-06 | 9.4281e-07 | 6.182e-07 | 4.9734e-07 | 4.1413e-07 | 3.4402e-07 | 2.8252e-07 | 2.2901e-07 | 2.2442e-07 | 0.00071266
201.1 | 0.0032549 | 8.3449 | 0.0065471 | 0.33134 | 0.0027283 | 2.773e-07 | 0.0010558 |  |  | 1.6726e-06 | 2.3006e-06 | 3.1432e-06 | 4.2657e-06 | 5.7501e-06 | 7.6992e-06 | 1.024e-05 | 1.3527e-05 | 1.7751e-05 | 2.3136e-05 | 2.9954e-05 | 3.852e-05 | 4.9204e-05 | 6.243e-05 | 7.7521e-05 | 9.8495e-05 | 0.00010941 | 8.5234e-05 | 7.5447e-05 | 6.6303e-05 | 5.8963e-05 | 5.313e-05 | 4.9108e-05 | 4.6436e-05 | 4.4795e-05 | 4.4068e-05 | 4.4108e-05 | 4.4663e-05 | 4.5729e-05 | 4.7364e-05 | 4.9219e-05 | 5.1276e-05 | 5.3541e-05 | 5.5923e-05 | 5.8325e-05 | 5.6733e-05 | 3.9489e-05 | 1.1489e-05 | 5.926e-06 | 5.4617e-06 | 5.405e-06 | 5.4936e-06 | 5.621e-06 | 5.6262e-06 | 5.7426e-06 | 5.7155e-06 | 5.7529e-06 | 5.7017e-06 | 5.6214e-06 | 5.5145e-06 | 5.405e-06 | 5.2322e-06 | 5.0592e-06 | 4.7731e-06 | 4.6061e-06 | 4.3152e-06 | 4.052e-06 | 3.7502e-06 | 3.4753e-06 | 3.2444e-06 | 3.1911e-06 | 4.2196e-06 | 8.8527e-06 | 2.1026e-05 | 4.0375e-05 | 5.6152e-05 | 5.5303e-05 | 3.8569e-05 | 1.9228e-05 | 7.2013e-06 | 2.3123e-06 | 9.5776e-07 | 6.2521e-07 | 5.0218e-07 | 4.1679e-07 | 3.4613e-07 | 2.8568e-07 | 2.3304e-07 | 2.2522e-07 | 0.00072046
202.25 | 0.0037537 | 8.4806 | 0.0072371 | 0.36626 | 0.003047 | 4.9949e-07 | 0.0010596 |  |  | 1.6726e-06 | 2.3006e-06 | 3.1432e-06 | 4.2657e-06 | 5.7501e-06 | 7.6992e-06 | 1.024e-05 | 1.3527e-05 | 1.7751e-05 | 2.3136e-05 | 2.9954e-05 | 3.852e-05 | 4.9204e-05 | 6.243e-05 | 7.868e-05 | 9.7044e-05 | 0.00012247 | 0.00013513 | 0.00010457 | 9.1939e-05 | 8.0255e-05 | 7.0891e-05 | 6.3451e-05 | 5.8253e-05 | 5.4715e-05 | 5.2427e-05 | 5.1231e-05 | 5.0933e-05 | 5.1228e-05 | 5.2099e-05 | 5.36e-05 | 5.5326e-05 | 5.7251e-05 | 5.938e-05 | 6.1606e-05 | 6.3821e-05 | 6.1662e-05 | 4.2633e-05 | 1.232e-05 | 6.3122e-06 | 5.7786e-06 | 5.6804e-06 | 5.7347e-06 | 5.8283e-06 | 5.7946e-06 | 5.8748e-06 | 5.8079e-06 | 5.8067e-06 | 5.7164e-06 | 5.5981e-06 | 5.4549e-06 | 5.3107e-06 | 5.1064e-06 | 4.9045e-06 | 4.5961e-06 | 4.4056e-06 | 4.0996e-06 | 3.8239e-06 | 3.5177e-06 | 3.265e-06 | 3.2415e-06 | 4.2803e-06 | 8.9991e-06 | 2.1137e-05 | 4.0654e-05 | 5.6886e-05 | 5.6156e-05 | 3.9091e-05 | 1.9438e-05 | 7.1942e-06 | 2.3382e-06 | 9.6349e-07 | 6.3512e-07 | 5.0787e-07 | 4.2085e-07 | 3.4835e-07 | 2.8743e-07 | 2.3565e-07 | 2.2918e-07 | 0.00072302
203.4 | 0.0043284 | 8.6207 | 0.0080682 | 0.40832 | 0.0034279 | 8.1075e-07 | 0.0010782 |  |  | 1.6726e-06 | 2.3006e-06 | 3.1432e-06 | 4.2657e-06 | 5.7501e-06 | 7.6992e-06 | 1.024e-05 | 1.3527e-05 | 1.7751e-05 | 2.3136e-05 | 2.9954e-05 | 3.852e-05 | 4.9204e-05 | 6.243e-05 | 7.868e-05 | 9.8495e-05 | 0.00012067 | 0.00015127 | 0.00016578 | 0.00012742 | 0.00011129 | 9.6491e-05 | 8.4662e-05 | 7.5268e-05 | 6.8639e-05 | 6.4038e-05 | 6.0949e-05 | 5.9158e-05 | 5.842e-05 | 5.8364e-05 | 5.8958e-05 | 6.0251e-05 | 6.1774e-05 | 6.3495e-05 | 6.5414e-05 | 6.7411e-05 | 6.9367e-05 | 6.6571e-05 | 4.5718e-05 | 1.3123e-05 | 6.6785e-06 | 6.073e-06 | 5.9297e-06 | 5.9463e-06 | 6.0028e-06 | 5.9281e-06 | 5.9698e-06 | 5.8623e-06 | 5.8217e-06 | 5.6928e-06 | 5.5376e-06 | 5.3597e-06 | 5.1831e-06 | 4.9503e-06 | 4.7227e-06 | 4.396e-06 | 4.1855e-06 | 3.8689e-06 | 3.5869e-06 | 3.3049e-06 | 3.2621e-06 | 4.348e-06 | 9.1288e-06 | 2.1486e-05 | 4.0867e-05 | 5.7278e-05 | 5.689e-05 | 3.9694e-05 | 1.9701e-05 | 7.2725e-06 | 2.3359e-06 | 9.7429e-07 | 6.3893e-07 | 5.1593e-07 | 4.2562e-07 | 3.5174e-07 | 2.8928e-07 | 2.3709e-07 | 2.3175e-07 | 0.00073574
204.55 | 0.0049424 | 8.7655 | 0.008339 | 0.42203 | 0.0038636 | 1.1638e-06 | 0.0010903 |  |  | 1.6726e-06 | 2.3006e-06 | 3.1432e-06 | 4.2657e-06 | 5.7501e-06 | 7.6992e-06 | 1.024e-05 | 1.3527e-05 | 1.7751e-05 | 2.3136e-05 | 2.9954e-05 | 3.852e-05 | 4.9204e-05 | 6.243e-05 | 7.868e-05 | 9.8495e-05 | 0.00012247 | 0.00014904 | 0.00018558 | 0.00020202 | 0.00015424 | 0.0001338 | 0.00011523 | 0.00010043 | 8.8687e-05 | 8.0334e-05 | 7.4446e-05 | 7.038e-05 | 6.7854e-05 | 6.6558e-05 | 6.6049e-05 | 6.6274e-05 | 6.7272e-05 | 6.8511e-05 | 6.9947e-05 | 7.1578e-05 | 7.3268e-05 | 7.4888e-05 | 7.1388e-05 | 4.8697e-05 | 1.3885e-05 | 7.0186e-06 | 6.3395e-06 | 6.1484e-06 | 6.1243e-06 | 6.141e-06 | 6.0239e-06 | 6.0256e-06 | 5.8775e-06 | 5.7977e-06 | 5.6312e-06 | 5.441e-06 | 5.2309e-06 | 5.0246e-06 | 4.7667e-06 | 4.517e-06 | 4.1765e-06 | 3.9499e-06 | 3.6291e-06 | 3.3699e-06 | 3.302e-06 | 4.3756e-06 | 9.273e-06 | 2.1796e-05 | 4.1543e-05 | 5.7579e-05 | 5.7283e-05 | 4.0213e-05 | 2.0004e-05 | 7.371e-06 | 2.3613e-06 | 9.7333e-07 | 6.4609e-07 | 5.1901e-07 | 4.3237e-07 | 3.5573e-07 | 2.921e-07 | 2.3862e-07 | 2.3317e-07 | 0.00074397
205.7 | 0.005663 | 8.9153 | 0.009461 | 0.47881 | 0.0043625 | 1.6913e-06 | 0.0010969 |  |  | 1.6726e-06 | 2.3006e-06 | 3.1432e-06 | 4.2657e-06 | 5.7501e-06 | 7.6992e-06 | 1.024e-05 | 1.3527e-05 | 1.7751e-05 | 2.3136e-05 | 2.9954e-05 | 3.852e-05 | 4.9204e-05 | 6.243e-05 | 7.868e-05 | 9.8495e-05 | 0.00012247 | 0.00015127 | 0.00018284 | 0.00022614 | 0.00024454 | 0.00018544 | 0.00015979 | 0.0001367 | 0.00011833 | 0.0001038 | 9.3391e-05 | 8.5966e-05 | 8.0725e-05 | 7.7306e-05 | 7.5322e-05 | 7.4244e-05 | 7.3997e-05 | 7.4609e-05 | 7.5473e-05 | 7.6538e-05 | 7.7797e-05 | 7.91e-05 | 8.0308e-05 | 7.6041e-05 | 5.1523e-05 | 1.4592e-05 | 7.3267e-06 | 6.5734e-06 | 6.3325e-06 | 6.2653e-06 | 6.2403e-06 | 6.0803e-06 | 6.0412e-06 | 5.8531e-06 | 5.735e-06 | 5.533e-06 | 5.3102e-06 | 5.0709e-06 | 4.8383e-06 | 4.5592e-06 | 4.2914e-06 | 3.9414e-06 | 3.7051e-06 | 3.4095e-06 | 3.3669e-06 | 4.4291e-06 | 9.3319e-06 | 2.214e-05 | 4.2142e-05 | 5.8531e-05 | 5.7584e-05 | 4.049e-05 | 2.0266e-05 | 7.4846e-06 | 2.3933e-06 | 9.8393e-07 | 6.4545e-07 | 5.2483e-07 | 4.3496e-07 | 3.6137e-07 | 2.9541e-07 | 2.4094e-07 | 2.3466e-07 | 0.00074853
206.85 | 0.0064354 | 9.0703 | 0.0097957 | 0.49575 | 0.0049368 | 2.2456e-06 | 0.001104 |  |  | 1.6726e-06 | 2.3006e-06 | 3.1432e-06 | 4.2657e-06 | 5.7501e-06 | 7.6992e-06 | 1.024e-05 | 1.3527e-05 | 1.7751e-05 | 2.3136e-05 | 2.9954e-05 | 3.852e-05 | 4.9204e-05 | 6.243e-05 | 7.868e-05 | 9.8495e-05 | 0.00012247 | 0.00015127 | 0.00018558 | 0.00022281 | 0.00027373 | 0.00029401 | 0.00022146 | 0.00018955 | 0.00016107 | 0.0001385 | 0.00012067 | 0.00010784 | 9.8603e-05 | 9.1971e-05 | 8.7485e-05 | 8.4668e-05 | 8.2896e-05 | 8.2067e-05 | 8.219e-05 | 8.2584e-05 | 8.3188e-05 | 8.399e-05 | 8.4824e-05 | 8.5542e-05 | 8.0454e-05 | 5.4147e-05 | 1.5232e-05 | 7.5969e-06 | 6.7702e-06 | 6.4783e-06 | 6.3666e-06 | 6.2987e-06 | 6.096e-06 | 6.0163e-06 | 5.7898e-06 | 5.6349e-06 | 5.4e-06 | 5.1478e-06 | 4.8829e-06 | 4.6276e-06 | 4.3315e-06 | 4.0499e-06 | 3.6971e-06 | 3.4809e-06 | 3.4065e-06 | 4.5162e-06 | 9.446e-06 | 2.2281e-05 | 4.2807e-05 | 5.9375e-05 | 5.8536e-05 | 4.0703e-05 | 2.0406e-05 | 7.5825e-06 | 2.4302e-06 | 9.9725e-07 | 6.5248e-07 | 5.2431e-07 | 4.3983e-07 | 3.6353e-07 | 3.0009e-07 | 2.4367e-07 | 2.3695e-07 | 0.00075334
208 | 0.0073026 | 9.2308 | 0.010621 | 0.53752 | 0.0055971 | 2.909e-06 | 0.0011147 |  |  | 1.6726e-06 | 2.3006e-06 | 3.1432e-06 | 4.2657e-06 | 5.7501e-06 | 7.6992e-06 | 1.024e-05 | 1.3527e-05 | 1.7751e-05 | 2.3136e-05 | 2.9954e-05 | 3.852e-05 | 4.9204e-05 | 6.243e-05 | 7.868e-05 | 9.8495e-05 | 0.00012247 | 0.00015127 | 0.00018558 | 0.00022614 | 0.0002697 | 0.00032911 | 0.00035112 | 0.00026271 | 0.00022334 | 0.00018851 | 0.00016101 | 0.00013934 | 0.00012369 | 0.00011234 | 0.00010408 | 9.834e-05 | 9.4535e-05 | 9.1936e-05 | 9.0406e-05 | 8.9935e-05 | 8.976e-05 | 8.981e-05 | 9.0068e-05 | 9.0352e-05 | 9.0506e-05 | 8.4552e-05 | 5.6524e-05 | 1.5794e-05 | 7.8244e-06 | 6.9261e-06 | 6.583e-06 | 6.4262e-06 | 6.315e-06 | 6.0708e-06 | 5.9512e-06 | 5.6888e-06 | 5.4995e-06 | 5.2349e-06 | 4.9569e-06 | 4.6703e-06 | 4.3965e-06 | 4.0877e-06 | 3.7988e-06 | 3.4734e-06 | 3.4778e-06 | 4.5693e-06 | 9.6317e-06 | 2.2554e-05 | 4.308e-05 | 6.0313e-05 | 5.9379e-05 | 4.1376e-05 | 2.0513e-05 | 7.6348e-06 | 2.462e-06 | 1.0126e-06 | 6.6131e-07 | 5.3002e-07 | 4.394e-07 | 3.6761e-07 | 3.0189e-07 | 2.4754e-07 | 2.3964e-07 | 0.00076068
209.15 | 0.0082718 | 9.397 | 0.011453 | 0.57963 | 0.0063508 | 3.6904e-06 | 0.0011274 |  |  | 1.6726e-06 | 2.3006e-06 | 3.1432e-06 | 4.2657e-06 | 5.7501e-06 | 7.6992e-06 | 1.024e-05 | 1.3527e-05 | 1.7751e-05 | 2.3136e-05 | 2.9954e-05 | 3.852e-05 | 4.9204e-05 | 6.243e-05 | 7.868e-05 | 9.8495e-05 | 0.00012247 | 0.00015127 | 0.00018558 | 0.00022614 | 0.00027373 | 0.00032426 | 0.00039304 | 0.00041651 | 0.00030955 | 0.0002614 | 0.00021915 | 0.00018592 | 0.00015982 | 0.00014093 | 0.00012713 | 0.00011699 | 0.0001098 | 0.00010484 | 0.00010128 | 9.8925e-05 | 9.7749e-05 | 9.6905e-05 | 9.6309e-05 | 9.5938e-05 | 9.5596e-05 | 9.5115e-05 | 8.8262e-05 | 5.8609e-05 | 1.6267e-05 | 8.0046e-06 | 7.0381e-06 | 6.6446e-06 | 6.4428e-06 | 6.2889e-06 | 6.0051e-06 | 5.8474e-06 | 5.5521e-06 | 5.3313e-06 | 5.0408e-06 | 4.7411e-06 | 4.437e-06 | 4.149e-06 | 3.8343e-06 | 3.569e-06 | 3.4703e-06 | 4.665e-06 | 9.745e-06 | 2.2997e-05 | 4.3606e-05 | 6.0696e-05 | 6.0317e-05 | 4.1972e-05 | 2.0852e-05 | 7.6749e-06 | 2.4789e-06 | 1.0259e-06 | 6.715e-07 | 5.372e-07 | 4.4418e-07 | 3.6724e-07 | 3.0527e-07 | 2.4902e-07 | 2.4344e-07 | 0.00076931
210.3 | 0.0093081 | 9.5694 | 0.011808 | 0.59757 | 0.0072095 | 4.4039e-06 | 0.0011453 |  |  | 1.6726e-06 | 2.3006e-06 | 3.1432e-06 | 4.2657e-06 | 5.7501e-06 | 7.6992e-06 | 1.024e-05 | 1.3527e-05 | 1.7751e-05 | 2.3136e-05 | 2.9954e-05 | 3.852e-05 | 4.9204e-05 | 6.243e-05 | 7.868e-05 | 9.8495e-05 | 0.00012247 | 0.00015127 | 0.00018558 | 0.00022614 | 0.00027373 | 0.00032911 | 0.00038725 | 0.00046624 | 0.00049076 | 0.00036229 | 0.00030388 | 0.00025306 | 0.00021325 | 0.00018209 | 0.00015948 | 0.0001429 | 0.00013063 | 0.00012177 | 0.0001155 | 0.00011082 | 0.00010752 | 0.00010553 | 0.00010392 | 0.00010259 | 0.0001015 | 0.00010046 | 9.929e-05 | 9.1518e-05 | 6.0363e-05 | 1.6642e-05 | 8.134e-06 | 7.1039e-06 | 6.6618e-06 | 6.4162e-06 | 6.2209e-06 | 5.9004e-06 | 5.7068e-06 | 5.3823e-06 | 5.1336e-06 | 4.8213e-06 | 4.5043e-06 | 4.1873e-06 | 3.8919e-06 | 3.6023e-06 | 3.5658e-06 | 4.6549e-06 | 9.9491e-06 | 2.3267e-05 | 4.4463e-05 | 6.1438e-05 | 6.0701e-05 | 4.2635e-05 | 2.1153e-05 | 7.8018e-06 | 2.492e-06 | 1.0329e-06 | 6.8028e-07 | 5.4548e-07 | 4.502e-07 | 3.7124e-07 | 3.0497e-07 | 2.5181e-07 | 2.4489e-07 | 0.0007815
211.45 | 0.010488 | 9.7482 | 0.012952 | 0.65546 | 0.0081714 | 5.3642e-06 | 0.0011521 |  |  | 1.6726e-06 | 2.3006e-06 | 3.1432e-06 | 4.2657e-06 | 5.7501e-06 | 7.6992e-06 | 1.024e-05 | 1.3527e-05 | 1.7751e-05 | 2.3136e-05 | 2.9954e-05 | 3.852e-05 | 4.9204e-05 | 6.243e-05 | 7.868e-05 | 9.8495e-05 | 0.00012247 | 0.00015127 | 0.00018558 | 0.00022614 | 0.00027373 | 0.00032911 | 0.00039304 | 0.00045937 | 0.00054936 | 0.00057438 | 0.00042117 | 0.0003509 | 0.00029026 | 0.00024296 | 0.00020606 | 0.00017927 | 0.00015956 | 0.00014487 | 0.00013415 | 0.00012638 | 0.00012045 | 0.00011608 | 0.00011317 | 0.00011069 | 0.00010854 | 0.00010668 | 0.00010487 | 0.00010295 | 9.4258e-05 | 6.1754e-05 | 1.6911e-05 | 8.2101e-06 | 7.1223e-06 | 6.6343e-06 | 6.3468e-06 | 6.1124e-06 | 5.7585e-06 | 5.5323e-06 | 5.1827e-06 | 4.9101e-06 | 4.5805e-06 | 4.2508e-06 | 3.9277e-06 | 3.6564e-06 | 3.5991e-06 | 4.783e-06 | 9.9276e-06 | 2.3755e-05 | 4.4986e-05 | 6.2646e-05 | 6.1443e-05 | 4.2906e-05 | 2.1487e-05 | 7.9142e-06 | 2.5332e-06 | 1.0384e-06 | 6.8498e-07 | 5.5261e-07 | 4.5714e-07 | 3.7627e-07 | 3.0829e-07 | 2.5156e-07 | 2.4764e-07 | 0.00078618
212.6 | 0.01177 | 9.9338 | 0.013566 | 0.68654 | 0.0092575 | 6.3148e-06 | 0.001165 |  |  | 1.6726e-06 | 2.3006e-06 | 3.1432e-06 | 4.2657e-06 | 5.7501e-06 | 7.6992e-06 | 1.024e-05 | 1.3527e-05 | 1.7751e-05 | 2.3136e-05 | 2.9954e-05 | 3.852e-05 | 4.9204e-05 | 6.243e-05 | 7.868e-05 | 9.8495e-05 | 0.00012247 | 0.00015127 | 0.00018558 | 0.00022614 | 0.00027373 | 0.00032911 | 0.00039304 | 0.00046624 | 0.00054126 | 0.00064296 | 0.00066774 | 0.00048634 | 0.00040248 | 0.00033069 | 0.00027495 | 0.00023163 | 0.00020016 | 0.00017696 | 0.0001596 | 0.00014679 | 0.00013736 | 0.00013004 | 0.00012448 | 0.00012054 | 0.00011711 | 0.00011407 | 0.00011136 | 0.00010874 | 0.00010603 | 9.6429e-05 | 6.2752e-05 | 1.7069e-05 | 8.2313e-06 | 7.0928e-06 | 6.5625e-06 | 6.2361e-06 | 5.9654e-06 | 5.5825e-06 | 5.3272e-06 | 4.9571e-06 | 4.6649e-06 | 4.3227e-06 | 3.9873e-06 | 3.6901e-06 | 3.6531e-06 | 4.8276e-06 | 1.0201e-05 | 2.3703e-05 | 4.5928e-05 | 6.3383e-05 | 6.2651e-05 | 4.3431e-05 | 2.1623e-05 | 8.0393e-06 | 2.5697e-06 | 1.0555e-06 | 6.8857e-07 | 5.5642e-07 | 4.6311e-07 | 3.8207e-07 | 3.1246e-07 | 2.543e-07 | 2.4739e-07 | 0.00079499
213.75 | 0.013192 | 10.1266 | 0.014469 | 0.73224 | 0.010463 | 7.4508e-06 | 0.0011639 |  |  | 1.6726e-06 | 2.3006e-06 | 3.1432e-06 | 4.2657e-06 | 5.7501e-06 | 7.6992e-06 | 1.024e-05 | 1.3527e-05 | 1.7751e-05 | 2.3136e-05 | 2.9954e-05 | 3.852e-05 | 4.9204e-05 | 6.243e-05 | 7.868e-05 | 9.8495e-05 | 0.00012247 | 0.00015127 | 0.00018558 | 0.00022614 | 0.00027373 | 0.00032911 | 0.00039304 | 0.00046624 | 0.00054936 | 0.00063349 | 0.00074746 | 0.00077107 | 0.00055783 | 0.00045855 | 0.00037423 | 0.00030906 | 0.00025862 | 0.00022199 | 0.00019494 | 0.00017463 | 0.00015954 | 0.0001483 | 0.00013945 | 0.00013259 | 0.00012754 | 0.00012308 | 0.00011907 | 0.00011546 | 0.000112 | 0.00010848 | 9.7988e-05 | 6.3339e-05 | 1.7113e-05 | 8.1973e-06 | 7.0161e-06 | 6.448e-06 | 6.0862e-06 | 5.783e-06 | 5.3755e-06 | 5.0952e-06 | 4.7095e-06 | 4.4023e-06 | 4.0547e-06 | 3.7461e-06 | 3.6868e-06 | 4.9001e-06 | 1.0296e-05 | 2.4356e-05 | 4.5829e-05 | 6.471e-05 | 6.3388e-05 | 4.4285e-05 | 2.1888e-05 | 8.0904e-06 | 2.6103e-06 | 1.0707e-06 | 6.9996e-07 | 5.5934e-07 | 4.6631e-07 | 3.8707e-07 | 3.1728e-07 | 2.5774e-07 | 2.5009e-07 | 0.0007942
214.9 | 0.014701 | 10.327 | 0.014759 | 0.74696 | 0.011815 | 8.3295e-06 | 0.0011766 |  |  | 1.6726e-06 | 2.3006e-06 | 3.1432e-06 | 4.2657e-06 | 5.7501e-06 | 7.6992e-06 | 1.024e-05 | 1.3527e-05 | 1.7751e-05 | 2.3136e-05 | 2.9954e-05 | 3.852e-05 | 4.9204e-05 | 6.243e-05 | 7.868e-05 | 9.8495e-05 | 0.00012247 | 0.00015127 | 0.00018558 | 0.00022614 | 0.00027373 | 0.00032911 | 0.00039304 | 0.00046624 | 0.00054936 | 0.00064296 | 0.00073645 | 0.00086312 | 0.00088441 | 0.00063554 | 0.00051893 | 0.00042067 | 0.00034508 | 0.00028683 | 0.00024455 | 0.00021331 | 0.00018981 | 0.00017224 | 0.00015903 | 0.00014854 | 0.00014029 | 0.00013403 | 0.00012848 | 0.00012347 | 0.00011892 | 0.00011458 | 0.00011023 | 9.8905e-05 | 6.3503e-05 | 1.7042e-05 | 8.1086e-06 | 6.8937e-06 | 6.2931e-06 | 5.9001e-06 | 5.5686e-06 | 5.1414e-06 | 4.8407e-06 | 4.4444e-06 | 4.1294e-06 | 3.8094e-06 | 3.7427e-06 | 4.9453e-06 | 1.0451e-05 | 2.4583e-05 | 4.7091e-05 | 6.457e-05 | 6.4715e-05 | 4.4805e-05 | 2.2318e-05 | 8.1893e-06 | 2.6269e-06 | 1.0877e-06 | 7.1005e-07 | 5.686e-07 | 4.6876e-07 | 3.8974e-07 | 3.2143e-07 | 2.6171e-07 | 2.5347e-07 | 0.00080285
216.05 | 0.016338 | 10.5356 | 0.015393 | 0.77903 | 0.013314 | 9.1443e-06 | 0.0011925 |  |  | 1.6726e-06 | 2.3006e-06 | 3.1432e-06 | 4.2657e-06 | 5.7501e-06 | 7.6992e-06 | 1.024e-05 | 1.3527e-05 | 1.7751e-05 | 2.3136e-05 | 2.9954e-05 | 3.852e-05 | 4.9204e-05 | 6.243e-05 | 7.868e-05 | 9.8495e-05 | 0.00012247 | 0.00015127 | 0.00018558 | 0.00022614 | 0.00027373 | 0.00032911 | 0.00039304 | 0.00046624 | 0.00054936 | 0.00064296 | 0.00074746 | 0.00085041 | 0.00099 | 0.0010076 | 0.00071922 | 0.00058332 | 0.00046969 | 0.00038271 | 0.00031597 | 0.00026759 | 0.00023184 | 0.00020492 | 0.00018471 | 0.00016939 | 0.00015716 | 0.00014743 | 0.00013992 | 0.00013322 | 0.00012716 | 0.00012166 | 0.00011643 | 0.00011126 | 9.916e-05 | 6.324e-05 | 1.6858e-05 | 7.9672e-06 | 6.728e-06 | 6.1006e-06 | 5.6813e-06 | 5.3262e-06 | 4.8846e-06 | 4.5683e-06 | 4.1689e-06 | 3.8796e-06 | 3.806e-06 | 5.0203e-06 | 1.0547e-05 | 2.4952e-05 | 4.753e-05 | 6.6348e-05 | 6.4575e-05 | 4.5744e-05 | 2.258e-05 | 8.3503e-06 | 2.659e-06 | 1.0946e-06 | 7.2126e-07 | 5.7679e-07 | 4.7651e-07 | 3.9178e-07 | 3.2365e-07 | 2.6514e-07 | 2.5738e-07 | 0.00081372
217.2 | 0.018102 | 10.7527 | 0.015916 | 0.80549 | 0.014968 | 9.8208e-06 | 0.0012109 |  |  | 1.6726e-06 | 2.3006e-06 | 3.1432e-06 | 4.2657e-06 | 5.7501e-06 | 7.6992e-06 | 1.024e-05 | 1.3527e-05 | 1.7751e-05 | 2.3136e-05 | 2.9954e-05 | 3.852e-05 | 4.9204e-05 | 6.243e-05 | 7.868e-05 | 9.8495e-05 | 0.00012247 | 0.00015127 | 0.00018558 | 0.00022614 | 0.00027373 | 0.00032911 | 0.00039304 | 0.00046624 | 0.00054936 | 0.00064296 | 0.00074746 | 0.00086312 | 0.00097542 | 0.0011279 | 0.0011403 | 0.00080846 | 0.00065129 | 0.00052091 | 0.0004216 | 0.00034575 | 0.00029084 | 0.0002503 | 0.00021975 | 0.00019675 | 0.00017922 | 0.00016516 | 0.0001539 | 0.00014508 | 0.00013721 | 0.00013009 | 0.00012363 | 0.00011752 | 0.00011155 | 9.875e-05 | 6.2557e-05 | 1.6564e-05 | 7.7757e-06 | 6.5223e-06 | 5.8744e-06 | 5.434e-06 | 5.0601e-06 | 4.6097e-06 | 4.2851e-06 | 3.9167e-06 | 3.8761e-06 | 5.1052e-06 | 1.0707e-05 | 2.5182e-05 | 4.8244e-05 | 6.6967e-05 | 6.6353e-05 | 4.5645e-05 | 2.3053e-05 | 8.4485e-06 | 2.7113e-06 | 1.108e-06 | 7.2585e-07 | 5.859e-07 | 4.8338e-07 | 3.9826e-07 | 3.2535e-07 | 2.6697e-07 | 2.6075e-07 | 0.00082627
218.35 | 0.019961 | 10.979 | 0.016095 | 0.81457 | 0.016778 | 1.0131e-05 | 0.0012267 |  |  | 1.6726e-06 | 2.3006e-06 | 3.1432e-06 | 4.2657e-06 | 5.7501e-06 | 7.6992e-06 | 1.024e-05 | 1.3527e-05 | 1.7751e-05 | 2.3136e-05 | 2.9954e-05 | 3.852e-05 | 4.9204e-05 | 6.243e-05 | 7.868e-05 | 9.8495e-05 | 0.00012247 | 0.00015127 | 0.00018558 | 0.00022614 | 0.00027373 | 0.00032911 | 0.00039304 | 0.00046624 | 0.00054936 | 0.00064296 | 0.00074746 | 0.00086312 | 0.00099 | 0.0011113 | 0.0012764 | 0.0012818 | 0.00090268 | 0.00072232 | 0.00057384 | 0.00046133 | 0.00037579 | 0.00031399 | 0.00026841 | 0.00023407 | 0.00020816 | 0.00018835 | 0.00017241 | 0.00015958 | 0.00014942 | 0.00014037 | 0.00013219 | 0.00012478 | 0.00011782 | 0.00011109 | 9.7682e-05 | 6.1465e-05 | 1.6166e-05 | 7.5379e-06 | 6.2804e-06 | 5.6186e-06 | 5.1625e-06 | 4.7753e-06 | 4.3239e-06 | 4.0259e-06 | 3.9132e-06 | 5.1992e-06 | 1.0888e-05 | 2.5564e-05 | 4.8688e-05 | 6.7972e-05 | 6.6972e-05 | 4.6902e-05 | 2.3004e-05 | 8.6254e-06 | 2.7431e-06 | 1.1297e-06 | 7.3472e-07 | 5.8963e-07 | 4.9101e-07 | 4.04e-07 | 3.3073e-07 | 2.6837e-07 | 2.6254e-07 | 0.00083707
219.5 | 0.021933 | 11.215 | 0.016357 | 0.82779 | 0.018746 | 1.0153e-05 | 0.0012352 |  |  | 1.6726e-06 | 2.3006e-06 | 3.1432e-06 | 4.2657e-06 | 5.7501e-06 | 7.6992e-06 | 1.024e-05 | 1.3527e-05 | 1.7751e-05 | 2.3136e-05 | 2.9954e-05 | 3.852e-05 | 4.9204e-05 | 6.243e-05 | 7.868e-05 | 9.8495e-05 | 0.00012247 | 0.00015127 | 0.00018558 | 0.00022614 | 0.00027373 | 0.00032911 | 0.00039304 | 0.00046624 | 0.00054936 | 0.00064296 | 0.00074746 | 0.00086312 | 0.00099 | 0.0011279 | 0.0012576 | 0.0014348 | 0.0014311 | 0.0010011 | 0.00079572 | 0.00062792 | 0.00050141 | 0.0004057 | 0.00033671 | 0.0002859 | 0.00024765 | 0.00021877 | 0.00019662 | 0.00017877 | 0.00016436 | 0.00015286 | 0.00014264 | 0.00013343 | 0.00012511 | 0.00011734 | 0.00010989 | 9.5978e-05 | 5.9988e-05 | 1.5671e-05 | 7.2584e-06 | 6.007e-06 | 5.338e-06 | 4.872e-06 | 4.4793e-06 | 4.0624e-06 | 4.0223e-06 | 5.249e-06 | 1.1089e-05 | 2.5996e-05 | 4.9427e-05 | 6.8599e-05 | 6.7977e-05 | 4.7339e-05 | 2.3637e-05 | 8.6068e-06 | 2.8006e-06 | 1.143e-06 | 7.4917e-07 | 5.9683e-07 | 4.9414e-07 | 4.1038e-07 | 3.3549e-07 | 2.7281e-07 | 2.6392e-07 | 0.00084284
220.65 | 0.024031 | 11.4613 | 0.016666 | 0.84345 | 0.020879 | 9.9347e-06 | 0.0012416 |  |  | 1.6726e-06 | 2.3006e-06 | 3.1432e-06 | 4.2657e-06 | 5.7501e-06 | 7.6992e-06 | 1.024e-05 | 1.3527e-05 | 1.7751e-05 | 2.3136e-05 | 2.9954e-05 | 3.852e-05 | 4.9204e-05 | 6.243e-05 | 7.868e-05 | 9.8495e-05 | 0.00012247 | 0.00015127 | 0.00018558 | 0.00022614 | 0.00027373 | 0.00032911 | 0.00039304 | 0.00046624 | 0.00054936 | 0.00064296 | 0.00074746 | 0.00086312 | 0.00099 | 0.0011279 | 0.0012764 | 0.0014137 | 0.001602 | 0.0015872 | 0.0011028 | 0.0008707 | 0.00068248 | 0.00054132 | 0.00043506 | 0.00035866 | 0.00030249 | 0.00026026 | 0.00022837 | 0.00020387 | 0.00018412 | 0.00016814 | 0.00015533 | 0.00014397 | 0.00013378 | 0.00012459 | 0.00011607 | 0.00010797 | 9.3671e-05 | 5.8153e-05 | 1.509e-05 | 6.9424e-06 | 5.707e-06 | 5.0376e-06 | 4.57e-06 | 4.2083e-06 | 4.0587e-06 | 5.3953e-06 | 1.1195e-05 | 2.6475e-05 | 5.0262e-05 | 6.9639e-05 | 6.8604e-05 | 4.805e-05 | 2.3857e-05 | 8.8437e-06 | 2.7945e-06 | 1.167e-06 | 7.5798e-07 | 6.0857e-07 | 5.0018e-07 | 4.1299e-07 | 3.4079e-07 | 2.7674e-07 | 2.6829e-07 | 0.00084727
221.8 | 0.026168 | 11.7187 | 0.016241 | 0.82194 | 0.023188 | 8.8817e-06 | 0.0012622 |  |  | 1.6726e-06 | 2.3006e-06 | 3.1432e-06 | 4.2657e-06 | 5.7501e-06 | 7.6992e-06 | 1.024e-05 | 1.3527e-05 | 1.7751e-05 | 2.3136e-05 | 2.9954e-05 | 3.852e-05 | 4.9204e-05 | 6.243e-05 | 7.868e-05 | 9.8495e-05 | 0.00012247 | 0.00015127 | 0.00018558 | 0.00022614 | 0.00027373 | 0.00032911 | 0.00039304 | 0.00046624 | 0.00054936 | 0.00064296 | 0.00074746 | 0.00086312 | 0.00099 | 0.0011279 | 0.0012764 | 0.0014348 | 0.0015784 | 0.0017767 | 0.0017485 | 0.0012068 | 0.00094635 | 0.0007368 | 0.0005805 | 0.00046342 | 0.00037947 | 0.0003179 | 0.00027169 | 0.00023679 | 0.00020997 | 0.00018836 | 0.00017086 | 0.00015679 | 0.00014434 | 0.00013322 | 0.00012324 | 0.00011404 | 0.00010537 | 9.0807e-05 | 5.5997e-05 | 1.4433e-05 | 6.5956e-06 | 5.3857e-06 | 4.7253e-06 | 4.2935e-06 | 4.2045e-06 | 5.4442e-06 | 1.1507e-05 | 2.6729e-05 | 5.1189e-05 | 7.0816e-05 | 6.9644e-05 | 4.8493e-05 | 2.4216e-05 | 8.9262e-06 | 2.8715e-06 | 1.1644e-06 | 7.7385e-07 | 6.1572e-07 | 5.1001e-07 | 4.1804e-07 | 3.4296e-07 | 2.8111e-07 | 2.7215e-07 | 0.00086129
222.95 | 0.028465 | 11.988 | 0.016675 | 0.84392 | 0.025661 | 7.8577e-06 | 0.0012804 |  |  | 1.6726e-06 | 2.3006e-06 | 3.1432e-06 | 4.2657e-06 | 5.7501e-06 | 7.6992e-06 | 1.024e-05 | 1.3527e-05 | 1.7751e-05 | 2.3136e-05 | 2.9954e-05 | 3.852e-05 | 4.9204e-05 | 6.243e-05 | 7.868e-05 | 9.8495e-05 | 0.00012247 | 0.00015127 | 0.00018558 | 0.00022614 | 0.00027373 | 0.00032911 | 0.00039304 | 0.00046624 | 0.00054936 | 0.00064296 | 0.00074746 | 0.00086312 | 0.00099 | 0.0011279 | 0.0012764 | 0.0014348 | 0.001602 | 0.0017505 | 0.0019572 | 0.0019132 | 0.0013116 | 0.0010217 | 0.00079012 | 0.00061833 | 0.00049031 | 0.0003988 | 0.00033185 | 0.00028171 | 0.00024388 | 0.00021481 | 0.00019141 | 0.00017246 | 0.00015719 | 0.00014375 | 0.00013178 | 0.00012109 | 0.0001113 | 0.00010215 | 8.744e-05 | 5.3559e-05 | 1.3712e-05 | 6.2244e-06 | 5.0519e-06 | 4.4394e-06 | 4.2897e-06 | 5.6398e-06 | 1.1611e-05 | 2.7473e-05 | 5.1678e-05 | 7.2121e-05 | 7.0822e-05 | 4.9228e-05 | 2.4439e-05 | 9.0602e-06 | 2.8982e-06 | 1.1965e-06 | 7.7218e-07 | 6.2862e-07 | 5.1601e-07 | 4.2626e-07 | 3.4715e-07 | 2.829e-07 | 2.7645e-07 | 0.00087369
224.1 | 0.03081 | 12.2699 | 0.016257 | 0.82275 | 0.0283 | 6.3035e-06 | 0.0013006 |  |  | 1.6726e-06 | 2.3006e-06 | 3.1432e-06 | 4.2657e-06 | 5.7501e-06 | 7.6992e-06 | 1.024e-05 | 1.3527e-05 | 1.7751e-05 | 2.3136e-05 | 2.9954e-05 | 3.852e-05 | 4.9204e-05 | 6.243e-05 | 7.868e-05 | 9.8495e-05 | 0.00012247 | 0.00015127 | 0.00018558 | 0.00022614 | 0.00027373 | 0.00032911 | 0.00039304 | 0.00046624 | 0.00054936 | 0.00064296 | 0.00074746 | 0.00086312 | 0.00099 | 0.0011279 | 0.0012764 | 0.0014348 | 0.001602 | 0.0017767 | 0.0019284 | 0.0021417 | 0.0020795 | 0.001416 | 0.0010956 | 0.00084162 | 0.00065421 | 0.00051528 | 0.0004163 | 0.0003441 | 0.00029014 | 0.0002495 | 0.00021828 | 0.0001932 | 0.00017291 | 0.00015654 | 0.00014219 | 0.00012948 | 0.00011818 | 0.0001079 | 9.8365e-05 | 8.3633e-05 | 5.0884e-05 | 1.2941e-05 | 5.8386e-06 | 4.7463e-06 | 4.4354e-06 | 5.7539e-06 | 1.2028e-05 | 2.7722e-05 | 5.3119e-05 | 7.2811e-05 | 7.2127e-05 | 5.0061e-05 | 2.4809e-05 | 9.1437e-06 | 2.9418e-06 | 1.2077e-06 | 7.9343e-07 | 6.2726e-07 | 5.2681e-07 | 4.3127e-07 | 3.5398e-07 | 2.8635e-07 | 2.7821e-07 | 0.0008875
225.25 | 0.033215 | 12.5654 | 0.015894 | 0.80435 | 0.031087 | 4.5288e-06 | 0.0013089 |  |  | 1.6726e-06 | 2.3006e-06 | 3.1432e-06 | 4.2657e-06 | 5.7501e-06 | 7.6992e-06 | 1.024e-05 | 1.3527e-05 | 1.7751e-05 | 2.3136e-05 | 2.9954e-05 | 3.852e-05 | 4.9204e-05 | 6.243e-05 | 7.868e-05 | 9.8495e-05 | 0.00012247 | 0.00015127 | 0.00018558 | 0.00022614 | 0.00027373 | 0.00032911 | 0.00039304 | 0.00046624 | 0.00054936 | 0.00064296 | 0.00074746 | 0.00086312 | 0.00099 | 0.0011279 | 0.0012764 | 0.0014348 | 0.001602 | 0.0017767 | 0.0019572 | 0.0021101 | 0.0023278 | 0.002245 | 0.0015185 | 0.001167 | 0.00089045 | 0.00068753 | 0.0005379 | 0.00043166 | 0.0003544 | 0.00029682 | 0.00025353 | 0.00022032 | 0.0001937 | 0.00017219 | 0.00015485 | 0.00013971 | 0.00012637 | 0.00011457 | 0.0001039 | 9.4082e-05 | 7.9456e-05 | 4.802e-05 | 1.2139e-05 | 5.4854e-06 | 4.742e-06 | 5.9495e-06 | 1.2272e-05 | 2.8718e-05 | 5.36e-05 | 7.484e-05 | 7.2817e-05 | 5.0983e-05 | 2.5229e-05 | 9.2824e-06 | 2.9689e-06 | 1.2258e-06 | 8.0084e-07 | 6.4453e-07 | 5.2568e-07 | 4.4031e-07 | 3.5814e-07 | 2.9198e-07 | 2.8161e-07 | 0.00089314
226.4 | 0.03575 | 12.8755 | 0.015954 | 0.80742 | 0.03403 | 2.9581e-06 | 0.0013249 |  |  | 1.6726e-06 | 2.3006e-06 | 3.1432e-06 | 4.2657e-06 | 5.7501e-06 | 7.6992e-06 | 1.024e-05 | 1.3527e-05 | 1.7751e-05 | 2.3136e-05 | 2.9954e-05 | 3.852e-05 | 4.9204e-05 | 6.243e-05 | 7.868e-05 | 9.8495e-05 | 0.00012247 | 0.00015127 | 0.00018558 | 0.00022614 | 0.00027373 | 0.00032911 | 0.00039304 | 0.00046624 | 0.00054936 | 0.00064296 | 0.00074746 | 0.00086312 | 0.00099 | 0.0011279 | 0.0012764 | 0.0014348 | 0.001602 | 0.0017767 | 0.0019572 | 0.0021417 | 0.0022935 | 0.0025131 | 0.0024075 | 0.0016175 | 0.0012347 | 0.00093581 | 0.00071771 | 0.00055774 | 0.00044458 | 0.00036256 | 0.00030162 | 0.0002559 | 0.00022089 | 0.0001929 | 0.00017033 | 0.00015215 | 0.00013635 | 0.00012251 | 0.00011032 | 9.9374e-05 | 8.9383e-05 | 7.4983e-05 | 4.5043e-05 | 1.1404e-05 | 5.4804e-06 | 6.3607e-06 | 1.2689e-05 | 2.93e-05 | 5.5526e-05 | 7.5519e-05 | 7.4846e-05 | 5.1471e-05 | 2.5694e-05 | 9.4394e-06 | 3.0139e-06 | 1.2371e-06 | 8.1286e-07 | 6.5054e-07 | 5.4014e-07 | 4.3935e-07 | 3.6564e-07 | 2.9542e-07 | 2.8715e-07 | 0.00090406
227.55 | 0.038368 | 13.2013 | 0.015675 | 0.79327 | 0.037121 | 1.5549e-06 | 0.0013509 |  |  | 1.6726e-06 | 2.3006e-06 | 3.1432e-06 | 4.2657e-06 | 5.7501e-06 | 7.6992e-06 | 1.024e-05 | 1.3527e-05 | 1.7751e-05 | 2.3136e-05 | 2.9954e-05 | 3.852e-05 | 4.9204e-05 | 6.243e-05 | 7.868e-05 | 9.8495e-05 | 0.00012247 | 0.00015127 | 0.00018558 | 0.00022614 | 0.00027373 | 0.00032911 | 0.00039304 | 0.00046624 | 0.00054936 | 0.00064296 | 0.00074746 | 0.00086312 | 0.00099 | 0.0011279 | 0.0012764 | 0.0014348 | 0.001602 | 0.0017767 | 0.0019572 | 0.0021417 | 0.0023278 | 0.002476 | 0.0026949 | 0.0025644 | 0.0017113 | 0.0012976 | 0.00097688 | 0.00074418 | 0.00057443 | 0.00045482 | 0.00036842 | 0.00030445 | 0.00025656 | 0.00021998 | 0.00019081 | 0.00016736 | 0.00014849 | 0.00013218 | 0.00011796 | 0.00010552 | 9.441e-05 | 8.4352e-05 | 7.0336e-05 | 4.2319e-05 | 1.1394e-05 | 7.3512e-06 | 1.3566e-05 | 3.0296e-05 | 5.665e-05 | 7.8232e-05 | 7.5525e-05 | 5.2905e-05 | 2.594e-05 | 9.6133e-06 | 3.0649e-06 | 1.2558e-06 | 8.2036e-07 | 6.6031e-07 | 5.4518e-07 | 4.5145e-07 | 3.6485e-07 | 3.016e-07 | 2.9052e-07 | 0.00092183
228.7 | 0.040997 | 13.544 | 0.014957 | 0.75698 | 0.040338 | 4.3395e-07 | 0.0013668 |  |  | 1.6726e-06 | 2.3006e-06 | 3.1432e-06 | 4.2657e-06 | 5.7501e-06 | 7.6992e-06 | 1.024e-05 | 1.3527e-05 | 1.7751e-05 | 2.3136e-05 | 2.9954e-05 | 3.852e-05 | 4.9204e-05 | 6.243e-05 | 7.868e-05 | 9.8495e-05 | 0.00012247 | 0.00015127 | 0.00018558 | 0.00022614 | 0.00027373 | 0.00032911 | 0.00039304 | 0.00046624 | 0.00054936 | 0.00064296 | 0.00074746 | 0.00086312 | 0.00099 | 0.0011279 | 0.0012764 | 0.0014348 | 0.001602 | 0.0017767 | 0.0019572 | 0.0021417 | 0.0023278 | 0.0025131 | 0.0026552 | 0.0028706 | 0.0027132 | 0.0017985 | 0.0013546 | 0.0010129 | 0.00076646 | 0.00058766 | 0.00046217 | 0.00037187 | 0.00030523 | 0.0002555 | 0.0002176 | 0.00018748 | 0.00016333 | 0.00014395 | 0.00012728 | 0.00011283 | 0.00010025 | 8.9096e-05 | 7.9123e-05 | 6.6081e-05 | 4.228e-05 | 1.5283e-05 | 1.5678e-05 | 3.239e-05 | 5.8575e-05 | 7.9816e-05 | 7.8238e-05 | 5.3385e-05 | 2.6662e-05 | 9.7053e-06 | 3.1213e-06 | 1.2771e-06 | 8.3279e-07 | 6.6639e-07 | 5.5337e-07 | 4.5566e-07 | 3.7489e-07 | 3.0095e-07 | 2.9661e-07 | 0.00093267
229.85 | 0.043745 | 13.905 | 0.014832 | 0.75065 | 0.043704 | 1.6808e-09 | 0.0013954 |  |  | 1.6726e-06 | 2.3006e-06 | 3.1432e-06 | 4.2657e-06 | 5.7501e-06 | 7.6992e-06 | 1.024e-05 | 1.3527e-05 | 1.7751e-05 | 2.3136e-05 | 2.9954e-05 | 3.852e-05 | 4.9204e-05 | 6.243e-05 | 7.868e-05 | 9.8495e-05 | 0.00012247 | 0.00015127 | 0.00018558 | 0.00022614 | 0.00027373 | 0.00032911 | 0.00039304 | 0.00046624 | 0.00054936 | 0.00064296 | 0.00074746 | 0.00086312 | 0.00099 | 0.0011279 | 0.0012764 | 0.0014348 | 0.001602 | 0.0017767 | 0.0019572 | 0.0021417 | 0.0023278 | 0.0025131 | 0.0026949 | 0.0028283 | 0.0030371 | 0.0028514 | 0.0018774 | 0.0014046 | 0.0010432 | 0.00078411 | 0.00059717 | 0.0004665 | 0.00037283 | 0.00030397 | 0.00025274 | 0.00021381 | 0.00018298 | 0.00015834 | 0.00013861 | 0.00012174 | 0.00010719 | 9.4604e-05 | 8.3573e-05 | 7.4337e-05 | 6.6021e-05 | 5.6713e-05 | 3.2595e-05 | 3.7433e-05 | 6.2624e-05 | 8.2528e-05 | 7.9822e-05 | 5.5303e-05 | 2.6904e-05 | 9.9757e-06 | 3.1512e-06 | 1.3006e-06 | 8.4688e-07 | 6.765e-07 | 5.5847e-07 | 4.625e-07 | 3.7839e-07 | 3.0924e-07 | 2.9597e-07 | 0.0009522
231 | 0.04663 | 14.2857 | 0.01475 | 0.74647 | 0.047232 | 3.6194e-07 | 0.0013924 |  |  | 1.6726e-06 | 2.3006e-06 | 3.1432e-06 | 4.2657e-06 | 5.7501e-06 | 7.6992e-06 | 1.024e-05 | 1.3527e-05 | 1.7751e-05 | 2.3136e-05 | 2.9954e-05 | 3.852e-05 | 4.9204e-05 | 6.243e-05 | 7.868e-05 | 9.8495e-05 | 0.00012247 | 0.00015127 | 0.00018558 | 0.00022614 | 0.00027373 | 0.00032911 | 0.00039304 | 0.00046624 | 0.00054936 | 0.00064296 | 0.00074746 | 0.00086312 | 0.00099 | 0.0011279 | 0.0012764 | 0.0014348 | 0.001602 | 0.0017767 | 0.0019572 | 0.0021417 | 0.0023278 | 0.0025131 | 0.0026949 | 0.0028706 | 0.0029924 | 0.0031918 | 0.0029765 | 0.0019467 | 0.0014466 | 0.0010673 | 0.00079679 | 0.00060275 | 0.00046771 | 0.00037129 | 0.00030068 | 0.00024833 | 0.00020867 | 0.00017738 | 0.00015247 | 0.00013258 | 0.00011566 | 0.00010116 | 8.8739e-05 | 7.8518e-05 | 7.427e-05 | 8.8558e-05 | 0.00012095 | 7.7824e-05 | 7.2375e-05 | 8.8233e-05 | 8.2535e-05 | 5.6422e-05 | 2.7871e-05 | 1.0066e-05 | 3.239e-06 | 1.3131e-06 | 8.6248e-07 | 6.8794e-07 | 5.6694e-07 | 4.6676e-07 | 3.8407e-07 | 3.1212e-07 | 3.0412e-07 | 0.00095015
232.15 | 0.049601 | 14.6879 | 0.014372 | 0.72734 | 0.05107 | 2.156e-06 | 0.0014307 |  |  | 1.6726e-06 | 2.3006e-06 | 3.1432e-06 | 4.2657e-06 | 5.7501e-06 | 7.6992e-06 | 1.024e-05 | 1.3527e-05 | 1.7751e-05 | 2.3136e-05 | 2.9954e-05 | 3.852e-05 | 4.9204e-05 | 6.243e-05 | 7.868e-05 | 9.8495e-05 | 0.00012247 | 0.00015127 | 0.00018558 | 0.00022614 | 0.00027373 | 0.00032911 | 0.00039304 | 0.00046624 | 0.00054936 | 0.00064296 | 0.00074746 | 0.00086312 | 0.00099 | 0.0011279 | 0.0012764 | 0.0014348 | 0.001602 | 0.0017767 | 0.0019572 | 0.0021417 | 0.0023278 | 0.0025131 | 0.0026949 | 0.0028706 | 0.0030371 | 0.0031448 | 0.0033319 | 0.0030863 | 0.002005 | 0.0014799 | 0.0010845 | 0.00080425 | 0.00060431 | 0.00046577 | 0.00036727 | 0.00029544 | 0.00024236 | 0.00020229 | 0.0001708 | 0.00014583 | 0.00012596 | 0.00010915 | 9.4889e-05 | 8.3371e-05 | 7.8447e-05 | 9.9622e-05 | 0.00018887 | 0.00028879 | 0.00015047 | 0.00010197 | 8.824e-05 | 5.834e-05 | 2.8435e-05 | 1.0428e-05 | 3.2684e-06 | 1.3496e-06 | 8.7073e-07 | 7.0061e-07 | 5.7653e-07 | 4.7384e-07 | 3.8761e-07 | 3.1681e-07 | 3.0695e-07 | 0.0009763
233.3 | 0.052545 | 15.1134 | 0.013448 | 0.68058 | 0.055286 | 7.5124e-06 | 0.0014441 |  |  | 1.6726e-06 | 2.3006e-06 | 3.1432e-06 | 4.2657e-06 | 5.7501e-06 | 7.6992e-06 | 1.024e-05 | 1.3527e-05 | 1.7751e-05 | 2.3136e-05 | 2.9954e-05 | 3.852e-05 | 4.9204e-05 | 6.243e-05 | 7.868e-05 | 9.8495e-05 | 0.00012247 | 0.00015127 | 0.00018558 | 0.00022614 | 0.00027373 | 0.00032911 | 0.00039304 | 0.00046624 | 0.00054936 | 0.00064296 | 0.00074746 | 0.00086312 | 0.00099 | 0.0011279 | 0.0012764 | 0.0014348 | 0.001602 | 0.0017767 | 0.0019572 | 0.0021417 | 0.0023278 | 0.0025131 | 0.0026949 | 0.0028706 | 0.0030371 | 0.0031918 | 0.0032828 | 0.0034548 | 0.0031787 | 0.0020511 | 0.0015039 | 0.0010947 | 0.00080633 | 0.00060181 | 0.00046073 | 0.00036086 | 0.00028834 | 0.00023495 | 0.00019479 | 0.00016337 | 0.00013855 | 0.00011887 | 0.00010239 | 8.9149e-05 | 8.3296e-05 | 0.00010522 | 0.00021247 | 0.00045095 | 0.00055836 | 0.000212 | 0.00010198 | 6.2372e-05 | 2.9401e-05 | 1.0639e-05 | 3.3858e-06 | 1.3619e-06 | 8.95e-07 | 7.0732e-07 | 5.8715e-07 | 4.8185e-07 | 3.9349e-07 | 3.1973e-07 | 3.1156e-07 | 0.00098541
234.45 | 0.055798 | 15.5642 | 0.014011 | 0.70909 | 0.0599 | 1.6831e-05 | 0.0014658 |  |  | 1.6726e-06 | 2.3006e-06 | 3.1432e-06 | 4.2657e-06 | 5.7501e-06 | 7.6992e-06 | 1.024e-05 | 1.3527e-05 | 1.7751e-05 | 2.3136e-05 | 2.9954e-05 | 3.852e-05 | 4.9204e-05 | 6.243e-05 | 7.868e-05 | 9.8495e-05 | 0.00012247 | 0.00015127 | 0.00018558 | 0.00022614 | 0.00027373 | 0.00032911 | 0.00039304 | 0.00046624 | 0.00054936 | 0.00064296 | 0.00074746 | 0.00086312 | 0.00099 | 0.0011279 | 0.0012764 | 0.0014348 | 0.001602 | 0.0017767 | 0.0019572 | 0.0021417 | 0.0023278 | 0.0025131 | 0.0026949 | 0.0028706 | 0.0030371 | 0.0031918 | 0.0033319 | 0.0034039 | 0.0035583 | 0.0032519 | 0.0020843 | 0.0015179 | 0.0010975 | 0.00080299 | 0.00059531 | 0.0004527 | 0.00035219 | 0.00027952 | 0.00022624 | 0.0001863 | 0.00015521 | 0.00013075 | 0.0001115 | 9.6192e-05 | 8.9069e-05 | 0.00011173 | 0.00022442 | 0.00050729 | 0.00087188 | 0.00078669 | 0.00021202 | 7.2084e-05 | 3.1433e-05 | 1.1e-05 | 3.4543e-06 | 1.4108e-06 | 9.0311e-07 | 7.2703e-07 | 5.9277e-07 | 4.9073e-07 | 4.0014e-07 | 3.2458e-07 | 3.1443e-07 | 0.0010002
235.6 | 0.059195 | 16.0428 | 0.013773 | 0.69704 | 0.064696 | 3.0261e-05 | 0.0014793 |  |  | 1.6726e-06 | 2.3006e-06 | 3.1432e-06 | 4.2657e-06 | 5.7501e-06 | 7.6992e-06 | 1.024e-05 | 1.3527e-05 | 1.7751e-05 | 2.3136e-05 | 2.9954e-05 | 3.852e-05 | 4.9204e-05 | 6.243e-05 | 7.868e-05 | 9.8495e-05 | 0.00012247 | 0.00015127 | 0.00018558 | 0.00022614 | 0.00027373 | 0.00032911 | 0.00039304 | 0.00046624 | 0.00054936 | 0.00064296 | 0.00074746 | 0.00086312 | 0.00099 | 0.0011279 | 0.0012764 | 0.0014348 | 0.001602 | 0.0017767 | 0.0019572 | 0.0021417 | 0.0023278 | 0.0025131 | 0.0026949 | 0.0028706 | 0.0030371 | 0.0031918 | 0.0033319 | 0.0034548 | 0.0035058 | 0.0036402 | 0.0033045 | 0.0021038 | 0.0015218 | 0.001093 | 0.00079431 | 0.00058492 | 0.00044182 | 0.00034142 | 0.00026915 | 0.00021639 | 0.000177 | 0.00014647 | 0.00012264 | 0.00010475 | 9.6105e-05 | 0.00011947 | 0.00023829 | 0.00053582 | 0.00098082 | 0.0012284 | 0.00078675 | 0.00014987 | 3.6328e-05 | 1.1761e-05 | 3.5717e-06 | 1.4394e-06 | 9.3556e-07 | 7.3362e-07 | 6.0929e-07 | 4.9543e-07 | 4.0752e-07 | 3.3007e-07 | 3.192e-07 | 0.0010094
236.75 | 0.062736 | 16.5517 | 0.013487 | 0.68258 | 0.069385 | 4.4213e-05 | 0.0015017 |  |  | 1.6726e-06 | 2.3006e-06 | 3.1432e-06 | 4.2657e-06 | 5.7501e-06 | 7.6992e-06 | 1.024e-05 | 1.3527e-05 | 1.7751e-05 | 2.3136e-05 | 2.9954e-05 | 3.852e-05 | 4.9204e-05 | 6.243e-05 | 7.868e-05 | 9.8495e-05 | 0.00012247 | 0.00015127 | 0.00018558 | 0.00022614 | 0.00027373 | 0.00032911 | 0.00039304 | 0.00046624 | 0.00054936 | 0.00064296 | 0.00074746 | 0.00086312 | 0.00099 | 0.0011279 | 0.0012764 | 0.0014348 | 0.001602 | 0.0017767 | 0.0019572 | 0.0021417 | 0.0023278 | 0.0025131 | 0.0026949 | 0.0028706 | 0.0030371 | 0.0031918 | 0.0033319 | 0.0034548 | 0.0035583 | 0.0035866 | 0.0036991 | 0.0033354 | 0.0021092 | 0.0015156 | 0.0010811 | 0.00078045 | 0.00057086 | 0.00042831 | 0.00032876 | 0.00025744 | 0.00020558 | 0.00016704 | 0.00013739 | 0.00011522 | 0.00010466 | 0.00012891 | 0.0002548 | 0.00056894 | 0.001036 | 0.0013819 | 0.0012285 | 0.00055612 | 7.5527e-05 | 1.3592e-05 | 3.8186e-06 | 1.4883e-06 | 9.5449e-07 | 7.5998e-07 | 6.1481e-07 | 5.0923e-07 | 4.1142e-07 | 3.3615e-07 | 3.246e-07 | 0.0010247
237.9 | 0.066431 | 17.094 | 0.013194 | 0.66775 | 0.073785 | 5.4077e-05 | 0.0015271 |  |  | 1.6726e-06 | 2.3006e-06 | 3.1432e-06 | 4.2657e-06 | 5.7501e-06 | 7.6992e-06 | 1.024e-05 | 1.3527e-05 | 1.7751e-05 | 2.3136e-05 | 2.9954e-05 | 3.852e-05 | 4.9204e-05 | 6.243e-05 | 7.868e-05 | 9.8495e-05 | 0.00012247 | 0.00015127 | 0.00018558 | 0.00022614 | 0.00027373 | 0.00032911 | 0.00039304 | 0.00046624 | 0.00054936 | 0.00064296 | 0.00074746 | 0.00086312 | 0.00099 | 0.0011279 | 0.0012764 | 0.0014348 | 0.001602 | 0.0017767 | 0.0019572 | 0.0021417 | 0.0023278 | 0.0025131 | 0.0026949 | 0.0028706 | 0.0030371 | 0.0031918 | 0.0033319 | 0.0034548 | 0.0035583 | 0.0036402 | 0.0036446 | 0.0037337 | 0.0033441 | 0.0021005 | 0.0014992 | 0.0010623 | 0.00076169 | 0.0005534 | 0.00041242 | 0.00031445 | 0.00024458 | 0.00019401 | 0.00015668 | 0.00012908 | 0.00011512 | 0.00014038 | 0.00027493 | 0.00060837 | 0.0011 | 0.0014596 | 0.001382 | 0.00086838 | 0.00028026 | 2.8258e-05 | 4.4132e-06 | 1.5912e-06 | 9.8694e-07 | 7.7536e-07 | 6.369e-07 | 5.1385e-07 | 4.2288e-07 | 3.3936e-07 | 3.3058e-07 | 0.0010421
239.05 | 0.070385 | 17.673 | 0.013211 | 0.6686 | 0.077909 | 5.6603e-05 | 0.0015552 |  |  | 1.6726e-06 | 2.3006e-06 | 3.1432e-06 | 4.2657e-06 | 5.7501e-06 | 7.6992e-06 | 1.024e-05 | 1.3527e-05 | 1.7751e-05 | 2.3136e-05 | 2.9954e-05 | 3.852e-05 | 4.9204e-05 | 6.243e-05 | 7.868e-05 | 9.8495e-05 | 0.00012247 | 0.00015127 | 0.00018558 | 0.00022614 | 0.00027373 | 0.00032911 | 0.00039304 | 0.00046624 | 0.00054936 | 0.00064296 | 0.00074746 | 0.00086312 | 0.00099 | 0.0011279 | 0.0012764 | 0.0014348 | 0.001602 | 0.0017767 | 0.0019572 | 0.0021417 | 0.0023278 | 0.0025131 | 0.0026949 | 0.0028706 | 0.0030371 | 0.0031918 | 0.0033319 | 0.0034548 | 0.0035583 | 0.0036402 | 0.0036991 | 0.0036787 | 0.0037433 | 0.0033302 | 0.0020778 | 0.001473 | 0.0010367 | 0.0007384 | 0.00053288 | 0.00039447 | 0.00029874 | 0.00023081 | 0.00018198 | 0.0001472 | 0.00012897 | 0.00015442 | 0.0002994 | 0.00065643 | 0.0011762 | 0.0015499 | 0.0014597 | 0.00097688 | 0.00043763 | 0.00010486 | 9.1752e-06 | 1.8389e-06 | 1.0552e-06 | 8.0171e-07 | 6.4979e-07 | 5.3231e-07 | 4.2671e-07 | 3.4882e-07 | 3.3374e-07 | 0.0010613
240.2 | 0.074676 | 18.2927 | 0.013381 | 0.6772 | 0.081859 | 5.1589e-05 | 0.0015701 |  |  | 1.6726e-06 | 2.3006e-06 | 3.1432e-06 | 4.2657e-06 | 5.7501e-06 | 7.6992e-06 | 1.024e-05 | 1.3527e-05 | 1.7751e-05 | 2.3136e-05 | 2.9954e-05 | 3.852e-05 | 4.9204e-05 | 6.243e-05 | 7.868e-05 | 9.8495e-05 | 0.00012247 | 0.00015127 | 0.00018558 | 0.00022614 | 0.00027373 | 0.00032911 | 0.00039304 | 0.00046624 | 0.00054936 | 0.00064296 | 0.00074746 | 0.00086312 | 0.00099 | 0.0011279 | 0.0012764 | 0.0014348 | 0.001602 | 0.0017767 | 0.0019572 | 0.0021417 | 0.0023278 | 0.0025131 | 0.0026949 | 0.0028706 | 0.0030371 | 0.0031918 | 0.0033319 | 0.0034548 | 0.0035583 | 0.0036402 | 0.0036991 | 0.0037337 | 0.0036882 | 0.0037278 | 0.0032942 | 0.0020416 | 0.0014376 | 0.001005 | 0.00071102 | 0.00050968 | 0.00037476 | 0.00028193 | 0.0002165 | 0.00017098 | 0.00014707 | 0.00017299 | 0.00032933 | 0.00071485 | 0.0012692 | 0.0016573 | 0.00155 | 0.0010318 | 0.00049231 | 0.00016374 | 3.4047e-05 | 3.8232e-06 | 1.2195e-06 | 8.5713e-07 | 6.7187e-07 | 5.4309e-07 | 4.4204e-07 | 3.5198e-07 | 3.4304e-07 | 0.0010714
241.35 | 0.079224 | 18.9573 | 0.013204 | 0.66822 | 0.085763 | 4.2762e-05 | 0.0016139 |  |  | 1.6726e-06 | 2.3006e-06 | 3.1432e-06 | 4.2657e-06 | 5.7501e-06 | 7.6992e-06 | 1.024e-05 | 1.3527e-05 | 1.7751e-05 | 2.3136e-05 | 2.9954e-05 | 3.852e-05 | 4.9204e-05 | 6.243e-05 | 7.868e-05 | 9.8495e-05 | 0.00012247 | 0.00015127 | 0.00018558 | 0.00022614 | 0.00027373 | 0.00032911 | 0.00039304 | 0.00046624 | 0.00054936 | 0.00064296 | 0.00074746 | 0.00086312 | 0.00099 | 0.0011279 | 0.0012764 | 0.0014348 | 0.001602 | 0.0017767 | 0.0019572 | 0.0021417 | 0.0023278 | 0.0025131 | 0.0026949 | 0.0028706 | 0.0030371 | 0.0031918 | 0.0033319 | 0.0034548 | 0.0035583 | 0.0036402 | 0.0036991 | 0.0037337 | 0.0037433 | 0.0036729 | 0.0036875 | 0.0032368 | 0.0019925 | 0.0013936 | 0.00096778 | 0.00068006 | 0.00048423 | 0.00035367 | 0.00026445 | 0.00020341 | 0.00017082 | 0.00019727 | 0.00036893 | 0.00078631 | 0.0013821 | 0.0017882 | 0.0016574 | 0.0010956 | 0.00052 | 0.0001842 | 5.3165e-05 | 1.4187e-05 | 2.5353e-06 | 9.9059e-07 | 7.1831e-07 | 5.6154e-07 | 4.5099e-07 | 3.6463e-07 | 3.4615e-07 | 0.0011013
242.5 | 0.08429 | 19.6721 | 0.01366 | 0.6913 | 0.089642 | 2.8645e-05 | 0.0016285 |  |  | 1.6726e-06 | 2.3006e-06 | 3.1432e-06 | 4.2657e-06 | 5.7501e-06 | 7.6992e-06 | 1.024e-05 | 1.3527e-05 | 1.7751e-05 | 2.3136e-05 | 2.9954e-05 | 3.852e-05 | 4.9204e-05 | 6.243e-05 | 7.868e-05 | 9.8495e-05 | 0.00012247 | 0.00015127 | 0.00018558 | 0.00022614 | 0.00027373 | 0.00032911 | 0.00039304 | 0.00046624 | 0.00054936 | 0.00064296 | 0.00074746 | 0.00086312 | 0.00099 | 0.0011279 | 0.0012764 | 0.0014348 | 0.001602 | 0.0017767 | 0.0019572 | 0.0021417 | 0.0023278 | 0.0025131 | 0.0026949 | 0.0028706 | 0.0030371 | 0.0031918 | 0.0033319 | 0.0034548 | 0.0035583 | 0.0036402 | 0.0036991 | 0.0037337 | 0.0037433 | 0.0037278 | 0.0036332 | 0.0036232 | 0.003159 | 0.0019316 | 0.001342 | 0.00092564 | 0.0006461 | 0.00045697 | 0.00033175 | 0.00024845 | 0.00020322 | 0.00022913 | 0.00042073 | 0.00088088 | 0.0015203 | 0.0019473 | 0.0017883 | 0.0011715 | 0.00055215 | 0.00019456 | 5.9808e-05 | 2.2153e-05 | 9.4079e-06 | 2.0595e-06 | 8.3017e-07 | 6.0036e-07 | 4.6632e-07 | 3.7201e-07 | 3.5859e-07 | 0.0011113
243.65 | 0.089848 | 20.4429 | 0.013878 | 0.70235 | 0.09359 | 1.4005e-05 | 0.001687 |  |  | 1.6726e-06 | 2.3006e-06 | 3.1432e-06 | 4.2657e-06 | 5.7501e-06 | 7.6992e-06 | 1.024e-05 | 1.3527e-05 | 1.7751e-05 | 2.3136e-05 | 2.9954e-05 | 3.852e-05 | 4.9204e-05 | 6.243e-05 | 7.868e-05 | 9.8495e-05 | 0.00012247 | 0.00015127 | 0.00018558 | 0.00022614 | 0.00027373 | 0.00032911 | 0.00039304 | 0.00046624 | 0.00054936 | 0.00064296 | 0.00074746 | 0.00086312 | 0.00099 | 0.0011279 | 0.0012764 | 0.0014348 | 0.001602 | 0.0017767 | 0.0019572 | 0.0021417 | 0.0023278 | 0.0025131 | 0.0026949 | 0.0028706 | 0.0030371 | 0.0031918 | 0.0033319 | 0.0034548 | 0.0035583 | 0.0036402 | 0.0036991 | 0.0037337 | 0.0037433 | 0.0037278 | 0.0036875 | 0.0035698 | 0.0035361 | 0.0030624 | 0.0018599 | 0.0012835 | 0.00087941 | 0.00060973 | 0.00042864 | 0.00031168 | 0.00024823 | 0.0002726 | 0.00048867 | 0.0010045 | 0.0017031 | 0.002142 | 0.0019475 | 0.0012641 | 0.00059041 | 0.00020658 | 6.3171e-05 | 2.4921e-05 | 1.469e-05 | 7.6422e-06 | 1.7259e-06 | 6.9384e-07 | 4.9855e-07 | 3.8465e-07 | 3.6585e-07 | 0.0011512
244.8 | 0.095863 | 21.2766 | 0.013866 | 0.70175 | 0.097619 | 3.0839e-06 | 0.0017212 |  |  | 1.6726e-06 | 2.3006e-06 | 3.1432e-06 | 4.2657e-06 | 5.7501e-06 | 7.6992e-06 | 1.024e-05 | 1.3527e-05 | 1.7751e-05 | 2.3136e-05 | 2.9954e-05 | 3.852e-05 | 4.9204e-05 | 6.243e-05 | 7.868e-05 | 9.8495e-05 | 0.00012247 | 0.00015127 | 0.00018558 | 0.00022614 | 0.00027373 | 0.00032911 | 0.00039304 | 0.00046624 | 0.00054936 | 0.00064296 | 0.00074746 | 0.00086312 | 0.00099 | 0.0011279 | 0.0012764 | 0.0014348 | 0.001602 | 0.0017767 | 0.0019572 | 0.0021417 | 0.0023278 | 0.0025131 | 0.0026949 | 0.0028706 | 0.0030371 | 0.0031918 | 0.0033319 | 0.0034548 | 0.0035583 | 0.0036402 | 0.0036991 | 0.0037337 | 0.0037433 | 0.0037278 | 0.0036875 | 0.0036232 | 0.003484 | 0.003428 | 0.0029488 | 0.001779 | 0.0012194 | 0.00082991 | 0.00057194 | 0.00040271 | 0.0003114 | 0.00033296 | 0.00058137 | 0.0011668 | 0.0019422 | 0.0023996 | 0.0021422 | 0.0013766 | 0.00063705 | 0.0002209 | 6.7076e-05 | 2.6322e-05 | 1.6526e-05 | 1.1933e-05 | 6.4046e-06 | 1.4425e-06 | 5.7618e-07 | 4.1124e-07 | 3.7828e-07 | 0.0011745
245.95 | 0.10281 | 22.1811 | 0.014734 | 0.74566 | 0.10185 | 9.2279e-07 | 0.0017797 |  |  | 1.6726e-06 | 2.3006e-06 | 3.1432e-06 | 4.2657e-06 | 5.7501e-06 | 7.6992e-06 | 1.024e-05 | 1.3527e-05 | 1.7751e-05 | 2.3136e-05 | 2.9954e-05 | 3.852e-05 | 4.9204e-05 | 6.243e-05 | 7.868e-05 | 9.8495e-05 | 0.00012247 | 0.00015127 | 0.00018558 | 0.00022614 | 0.00027373 | 0.00032911 | 0.00039304 | 0.00046624 | 0.00054936 | 0.00064296 | 0.00074746 | 0.00086312 | 0.00099 | 0.0011279 | 0.0012764 | 0.0014348 | 0.001602 | 0.0017767 | 0.0019572 | 0.0021417 | 0.0023278 | 0.0025131 | 0.0026949 | 0.0028706 | 0.0030371 | 0.0031918 | 0.0033319 | 0.0034548 | 0.0035583 | 0.0036402 | 0.0036991 | 0.0037337 | 0.0037433 | 0.0037278 | 0.0036875 | 0.0036232 | 0.0035361 | 0.0033775 | 0.0033009 | 0.0028204 | 0.0016901 | 0.0011508 | 0.00077847 | 0.00053734 | 0.00040235 | 0.0004177 | 0.00071012 | 0.0013881 | 0.0022559 | 0.0027365 | 0.0023998 | 0.0015142 | 0.00069375 | 0.00023835 | 7.1724e-05 | 2.795e-05 | 1.7455e-05 | 1.3424e-05 | 1.0001e-05 | 5.3529e-06 | 1.1979e-06 | 4.7528e-07 | 4.0443e-07 | 0.0012144
247.1 | 0.11061 | 23.166 | 0.015164 | 0.76745 | 0.10644 | 1.7363e-05 | 0.0019027 |  |  | 1.6726e-06 | 2.3006e-06 | 3.1432e-06 | 4.2657e-06 | 5.7501e-06 | 7.6992e-06 | 1.024e-05 | 1.3527e-05 | 1.7751e-05 | 2.3136e-05 | 2.9954e-05 | 3.852e-05 | 4.9204e-05 | 6.243e-05 | 7.868e-05 | 9.8495e-05 | 0.00012247 | 0.00015127 | 0.00018558 | 0.00022614 | 0.00027373 | 0.00032911 | 0.00039304 | 0.00046624 | 0.00054936 | 0.00064296 | 0.00074746 | 0.00086312 | 0.00099 | 0.0011279 | 0.0012764 | 0.0014348 | 0.001602 | 0.0017767 | 0.0019572 | 0.0021417 | 0.0023278 | 0.0025131 | 0.0026949 | 0.0028706 | 0.0030371 | 0.0031918 | 0.0033319 | 0.0034548 | 0.0035583 | 0.0036402 | 0.0036991 | 0.0037337 | 0.0037433 | 0.0037278 | 0.0036875 | 0.0036232 | 0.0035361 | 0.003428 | 0.0032522 | 0.0031572 | 0.0026795 | 0.001595 | 0.0010795 | 0.00073138 | 0.00053685 | 0.0005397 | 0.00089083 | 0.0016955 | 0.0026838 | 0.0031784 | 0.0027367 | 0.0016963 | 0.0007631 | 0.00025957 | 7.7391e-05 | 2.9886e-05 | 1.8534e-05 | 1.4179e-05 | 1.125e-05 | 8.3585e-06 | 4.4451e-06 | 9.8811e-07 | 4.674e-07 | 0.0012983
248.25 | 0.11938 | 24.2424 | 0.015576 | 0.78828 | 0.11168 | 5.9325e-05 | 0.0021989 |  |  | 1.6726e-06 | 2.3006e-06 | 3.1432e-06 | 4.2657e-06 | 5.7501e-06 | 7.6992e-06 | 1.024e-05 | 1.3527e-05 | 1.7751e-05 | 2.3136e-05 | 2.9954e-05 | 3.852e-05 | 4.9204e-05 | 6.243e-05 | 7.868e-05 | 9.8495e-05 | 0.00012247 | 0.00015127 | 0.00018558 | 0.00022614 | 0.00027373 | 0.00032911 | 0.00039304 | 0.00046624 | 0.00054936 | 0.00064296 | 0.00074746 | 0.00086312 | 0.00099 | 0.0011279 | 0.0012764 | 0.0014348 | 0.001602 | 0.0017767 | 0.0019572 | 0.0021417 | 0.0023278 | 0.0025131 | 0.0026949 | 0.0028706 | 0.0030371 | 0.0031918 | 0.0033319 | 0.0034548 | 0.0035583 | 0.0036402 | 0.0036991 | 0.0037337 | 0.0037433 | 0.0037278 | 0.0036875 | 0.0036232 | 0.0035361 | 0.003428 | 0.0033009 | 0.0031106 | 0.0029995 | 0.0025287 | 0.0014961 | 0.0010142 | 0.00073072 | 0.00072011 | 0.001151 | 0.002127 | 0.0032782 | 0.0037813 | 0.0031786 | 0.0019344 | 0.00085487 | 0.00028551 | 8.4279e-05 | 3.2247e-05 | 1.9819e-05 | 1.5056e-05 | 1.1883e-05 | 9.4029e-06 | 6.9411e-06 | 3.6667e-06 | 9.7175e-07 | 0.0015005
249.4 | 0.12952 | 25.4237 | 0.016374 | 0.82866 | 0.11918 | 0.00010699 | 0.0045716 |  |  | 1.6726e-06 | 2.3006e-06 | 3.1432e-06 | 4.2657e-06 | 5.7501e-06 | 7.6992e-06 | 1.024e-05 | 1.3527e-05 | 1.7751e-05 | 2.3136e-05 | 2.9954e-05 | 3.852e-05 | 4.9204e-05 | 6.243e-05 | 7.868e-05 | 9.8495e-05 | 0.00012247 | 0.00015127 | 0.00018558 | 0.00022614 | 0.00027373 | 0.00032911 | 0.00039304 | 0.00046624 | 0.00054936 | 0.00064296 | 0.00074746 | 0.00086312 | 0.00099 | 0.0011279 | 0.0012764 | 0.0014348 | 0.001602 | 0.0017767 | 0.0019572 | 0.0021417 | 0.0023278 | 0.0025131 | 0.0026949 | 0.0028706 | 0.0030371 | 0.0031918 | 0.0033319 | 0.0034548 | 0.0035583 | 0.0036402 | 0.0036991 | 0.0037337 | 0.0037433 | 0.0037278 | 0.0036875 | 0.0036232 | 0.0035361 | 0.003428 | 0.0033009 | 0.0031572 | 0.0029553 | 0.0028306 | 0.002372 | 0.0014056 | 0.0010132 | 0.00098015 | 0.0015358 | 0.0027482 | 0.0041124 | 0.0046187 | 0.0037816 | 0.0022468 | 0.00097489 | 0.00031985 | 9.2704e-05 | 3.5118e-05 | 2.1384e-05 | 1.6099e-05 | 1.2618e-05 | 9.9317e-06 | 7.8084e-06 | 5.7255e-06 | 3.6059e-06 | 0.0031196
250.55 | 0.14192 | 26.7261 | 0.018113 | 0.91667 | 0.13485 | 4.9967e-05 | 0.016964 |  |  | 1.6726e-06 | 2.3006e-06 | 3.1432e-06 | 4.2657e-06 | 5.7501e-06 | 7.6992e-06 | 1.024e-05 | 1.3527e-05 | 1.7751e-05 | 2.3136e-05 | 2.9954e-05 | 3.852e-05 | 4.9204e-05 | 6.243e-05 | 7.868e-05 | 9.8495e-05 | 0.00012247 | 0.00015127 | 0.00018558 | 0.00022614 | 0.00027373 | 0.00032911 | 0.00039304 | 0.00046624 | 0.00054936 | 0.00064296 | 0.00074746 | 0.00086312 | 0.00099 | 0.0011279 | 0.0012764 | 0.0014348 | 0.001602 | 0.0017767 | 0.0019572 | 0.0021417 | 0.0023278 | 0.0025131 | 0.0026949 | 0.0028706 | 0.0030371 | 0.0031918 | 0.0033319 | 0.0034548 | 0.0035583 | 0.0036402 | 0.0036991 | 0.0037337 | 0.0037433 | 0.0037278 | 0.0036875 | 0.0036232 | 0.0035361 | 0.003428 | 0.0033009 | 0.0031572 | 0.0029995 | 0.0027889 | 0.0026552 | 0.0022285 | 0.0014043 | 0.0013591 | 0.0020904 | 0.0036669 | 0.0053135 | 0.0057941 | 0.0046191 | 0.002673 | 0.0011323 | 0.00036476 | 0.00010385 | 3.8628e-05 | 2.3288e-05 | 1.7371e-05 | 1.3492e-05 | 1.0546e-05 | 8.2475e-06 | 6.4409e-06 | 5.6307e-06 | 0.011576
251.7 | 0.15551 | 28.169 | 0.01787 | 0.9044 | 0.15064 | 2.3755e-05 | 0.02649 |  |  | 1.6726e-06 | 2.3006e-06 | 3.1432e-06 | 4.2657e-06 | 5.7501e-06 | 7.6992e-06 | 1.024e-05 | 1.3527e-05 | 1.7751e-05 | 2.3136e-05 | 2.9954e-05 | 3.852e-05 | 4.9204e-05 | 6.243e-05 | 7.868e-05 | 9.8495e-05 | 0.00012247 | 0.00015127 | 0.00018558 | 0.00022614 | 0.00027373 | 0.00032911 | 0.00039304 | 0.00046624 | 0.00054936 | 0.00064296 | 0.00074746 | 0.00086312 | 0.00099 | 0.0011279 | 0.0012764 | 0.0014348 | 0.001602 | 0.0017767 | 0.0019572 | 0.0021417 | 0.0023278 | 0.0025131 | 0.0026949 | 0.0028706 | 0.0030371 | 0.0031918 | 0.0033319 | 0.0034548 | 0.0035583 | 0.0036402 | 0.0036991 | 0.0037337 | 0.0037433 | 0.0037278 | 0.0036875 | 0.0036232 | 0.0035361 | 0.003428 | 0.0033009 | 0.0031572 | 0.0029995 | 0.0028306 | 0.0026161 | 0.0024946 | 0.0022265 | 0.0018837 | 0.0028986 | 0.004991 | 0.0070897 | 0.0074864 | 0.0057945 | 0.003265 | 0.0013471 | 0.00042366 | 0.00011843 | 4.3274e-05 | 2.5616e-05 | 1.8917e-05 | 1.4558e-05 | 1.1276e-05 | 8.7573e-06 | 6.8031e-06 | 6.3342e-06 | 0.018076
252.85 | 0.17086 | 29.7767 | 0.018065 | 0.91425 | 0.16531 | 3.0773e-05 | 0.0298 |  |  | 1.6726e-06 | 2.3006e-06 | 3.1432e-06 | 4.2657e-06 | 5.7501e-06 | 7.6992e-06 | 1.024e-05 | 1.3527e-05 | 1.7751e-05 | 2.3136e-05 | 2.9954e-05 | 3.852e-05 | 4.9204e-05 | 6.243e-05 | 7.868e-05 | 9.8495e-05 | 0.00012247 | 0.00015127 | 0.00018558 | 0.00022614 | 0.00027373 | 0.00032911 | 0.00039304 | 0.00046624 | 0.00054936 | 0.00064296 | 0.00074746 | 0.00086312 | 0.00099 | 0.0011279 | 0.0012764 | 0.0014348 | 0.001602 | 0.0017767 | 0.0019572 | 0.0021417 | 0.0023278 | 0.0025131 | 0.0026949 | 0.0028706 | 0.0030371 | 0.0031918 | 0.0033319 | 0.0034548 | 0.0035583 | 0.0036402 | 0.0036991 | 0.0037337 | 0.0037433 | 0.0037278 | 0.0036875 | 0.0036232 | 0.0035361 | 0.003428 | 0.0033009 | 0.0031572 | 0.0029995 | 0.0028306 | 0.0026552 | 0.0024578 | 0.0024923 | 0.0029865 | 0.0040174 | 0.0069208 | 0.0096499 | 0.009989 | 0.007487 | 0.0040959 | 0.0016454 | 0.00050402 | 0.00013756 | 4.9349e-05 | 2.8696e-05 | 2.0808e-05 | 1.5854e-05 | 1.2167e-05 | 9.3642e-06 | 7.2236e-06 | 6.6904e-06 | 0.020335
254 | 0.189 | 31.5789 | 0.018978 | 0.96044 | 0.18345 | 3.0778e-05 | 0.031476 |  |  | 1.6726e-06 | 2.3006e-06 | 3.1432e-06 | 4.2657e-06 | 5.7501e-06 | 7.6992e-06 | 1.024e-05 | 1.3527e-05 | 1.7751e-05 | 2.3136e-05 | 2.9954e-05 | 3.852e-05 | 4.9204e-05 | 6.243e-05 | 7.868e-05 | 9.8495e-05 | 0.00012247 | 0.00015127 | 0.00018558 | 0.00022614 | 0.00027373 | 0.00032911 | 0.00039304 | 0.00046624 | 0.00054936 | 0.00064296 | 0.00074746 | 0.00086312 | 0.00099 | 0.0011279 | 0.0012764 | 0.0014348 | 0.001602 | 0.0017767 | 0.0019572 | 0.0021417 | 0.0023278 | 0.0025131 | 0.0026949 | 0.0028706 | 0.0030371 | 0.0031918 | 0.0033319 | 0.0034548 | 0.0035583 | 0.0036402 | 0.0036991 | 0.0037337 | 0.0037433 | 0.0037278 | 0.0036875 | 0.0036232 | 0.0035361 | 0.003428 | 0.0033009 | 0.0031572 | 0.0029995 | 0.0028306 | 0.0026552 | 0.0024946 | 0.0024556 | 0.0033431 | 0.0063694 | 0.0095921 | 0.013381 | 0.013596 | 0.0099898 | 0.0052922 | 0.0020642 | 0.00061564 | 0.00016365 | 5.7318e-05 | 3.2725e-05 | 2.3311e-05 | 1.7438e-05 | 1.325e-05 | 1.0104e-05 | 7.7242e-06 | 7.104e-06 | 0.021478
255.15 | 0.21008 | 33.6134 | 0.019468 | 0.98526 | 0.20776 | 5.3712e-06 | 0.033421 |  |  | 1.6726e-06 | 2.3006e-06 | 3.1432e-06 | 4.2657e-06 | 5.7501e-06 | 7.6992e-06 | 1.024e-05 | 1.3527e-05 | 1.7751e-05 | 2.3136e-05 | 2.9954e-05 | 3.852e-05 | 4.9204e-05 | 6.243e-05 | 7.868e-05 | 9.8495e-05 | 0.00012247 | 0.00015127 | 0.00018558 | 0.00022614 | 0.00027373 | 0.00032911 | 0.00039304 | 0.00046624 | 0.00054936 | 0.00064296 | 0.00074746 | 0.00086312 | 0.00099 | 0.0011279 | 0.0012764 | 0.0014348 | 0.001602 | 0.0017767 | 0.0019572 | 0.0021417 | 0.0023278 | 0.0025131 | 0.0026949 | 0.0028706 | 0.0030371 | 0.0031918 | 0.0033319 | 0.0034548 | 0.0035583 | 0.0036402 | 0.0036991 | 0.0037337 | 0.0037433 | 0.0037278 | 0.0036875 | 0.0036232 | 0.0035361 | 0.003428 | 0.0033009 | 0.0031572 | 0.0029995 | 0.0028306 | 0.0026552 | 0.0024946 | 0.0024923 | 0.0032938 | 0.0071298 | 0.015208 | 0.018546 | 0.018853 | 0.013597 | 0.0070613 | 0.0026671 | 0.00077231 | 0.00019989 | 6.8191e-05 | 3.801e-05 | 2.6583e-05 | 1.9535e-05 | 1.4575e-05 | 1.1003e-05 | 8.3344e-06 | 7.5963e-06 | 0.022806
256.3 | 0.23414 | 35.9281 | 0.019451 | 0.98437 | 0.23824 | 1.6846e-05 | 0.035737 |  |  | 1.6726e-06 | 2.3006e-06 | 3.1432e-06 | 4.2657e-06 | 5.7501e-06 | 7.6992e-06 | 1.024e-05 | 1.3527e-05 | 1.7751e-05 | 2.3136e-05 | 2.9954e-05 | 3.852e-05 | 4.9204e-05 | 6.243e-05 | 7.868e-05 | 9.8495e-05 | 0.00012247 | 0.00015127 | 0.00018558 | 0.00022614 | 0.00027373 | 0.00032911 | 0.00039304 | 0.00046624 | 0.00054936 | 0.00064296 | 0.00074746 | 0.00086312 | 0.00099 | 0.0011279 | 0.0012764 | 0.0014348 | 0.001602 | 0.0017767 | 0.0019572 | 0.0021417 | 0.0023278 | 0.0025131 | 0.0026949 | 0.0028706 | 0.0030371 | 0.0031918 | 0.0033319 | 0.0034548 | 0.0035583 | 0.0036402 | 0.0036991 | 0.0037337 | 0.0037433 | 0.0037278 | 0.0036875 | 0.0036232 | 0.0035361 | 0.003428 | 0.0033009 | 0.0031572 | 0.0029995 | 0.0028306 | 0.0026552 | 0.0024946 | 0.0024923 | 0.0033431 | 0.0070248 | 0.017023 | 0.029403 | 0.02613 | 0.018855 | 0.0096112 | 0.0035586 | 0.00099788 | 0.00025076 | 8.3292e-05 | 4.522e-05 | 3.0876e-05 | 2.2278e-05 | 1.6328e-05 | 1.2103e-05 | 9.0763e-06 | 8.1964e-06 | 0.024386
257.45 | 0.26233 | 38.5852 | 0.019759 | 1 | 0.27156 | 8.5232e-05 | 0.038561 |  |  | 1.6726e-06 | 2.3006e-06 | 3.1432e-06 | 4.2657e-06 | 5.7501e-06 | 7.6992e-06 | 1.024e-05 | 1.3527e-05 | 1.7751e-05 | 2.3136e-05 | 2.9954e-05 | 3.852e-05 | 4.9204e-05 | 6.243e-05 | 7.868e-05 | 9.8495e-05 | 0.00012247 | 0.00015127 | 0.00018558 | 0.00022614 | 0.00027373 | 0.00032911 | 0.00039304 | 0.00046624 | 0.00054936 | 0.00064296 | 0.00074746 | 0.00086312 | 0.00099 | 0.0011279 | 0.0012764 | 0.0014348 | 0.001602 | 0.0017767 | 0.0019572 | 0.0021417 | 0.0023278 | 0.0025131 | 0.0026949 | 0.0028706 | 0.0030371 | 0.0031918 | 0.0033319 | 0.0034548 | 0.0035583 | 0.0036402 | 0.0036991 | 0.0037337 | 0.0037433 | 0.0037278 | 0.0036875 | 0.0036232 | 0.0035361 | 0.003428 | 0.0033009 | 0.0031572 | 0.0029995 | 0.0028306 | 0.0026552 | 0.0024946 | 0.0024923 | 0.0033431 | 0.0071298 | 0.016773 | 0.032914 | 0.041427 | 0.026132 | 0.013327 | 0.0048437 | 0.0013315 | 0.000324 | 0.00010449 | 5.5234e-05 | 3.6733e-05 | 2.5876e-05 | 1.862e-05 | 1.3559e-05 | 9.9836e-06 | 8.9259e-06 | 0.026313
258.6 | 0.29359 | 41.6667 | 0.018789 | 0.95087 | 0.30159 | 6.3924e-05 | 0.041993 |  |  | 1.6726e-06 | 2.3006e-06 | 3.1432e-06 | 4.2657e-06 | 5.7501e-06 | 7.6992e-06 | 1.024e-05 | 1.3527e-05 | 1.7751e-05 | 2.3136e-05 | 2.9954e-05 | 3.852e-05 | 4.9204e-05 | 6.243e-05 | 7.868e-05 | 9.8495e-05 | 0.00012247 | 0.00015127 | 0.00018558 | 0.00022614 | 0.00027373 | 0.00032911 | 0.00039304 | 0.00046624 | 0.00054936 | 0.00064296 | 0.00074746 | 0.00086312 | 0.00099 | 0.0011279 | 0.0012764 | 0.0014348 | 0.001602 | 0.0017767 | 0.0019572 | 0.0021417 | 0.0023278 | 0.0025131 | 0.0026949 | 0.0028706 | 0.0030371 | 0.0031918 | 0.0033319 | 0.0034548 | 0.0035583 | 0.0036402 | 0.0036991 | 0.0037337 | 0.0037433 | 0.0037278 | 0.0036875 | 0.0036232 | 0.0035361 | 0.003428 | 0.0033009 | 0.0031572 | 0.0029995 | 0.0028306 | 0.0026552 | 0.0024946 | 0.0024923 | 0.0033431 | 0.0071298 | 0.017023 | 0.032429 | 0.046373 | 0.04143 | 0.018471 | 0.0067165 | 0.0018123 | 0.00043231 | 0.00013501 | 6.929e-05 | 4.4868e-05 | 3.0784e-05 | 2.1627e-05 | 1.5462e-05 | 1.1184e-05 | 9.8182e-06 | 0.028655
259.75 | 0.32629 | 45.283 | 0.01664 | 0.84211 | 0.32356 | 7.4784e-06 | 0.04619 |  |  | 1.6726e-06 | 2.3006e-06 | 3.1432e-06 | 4.2657e-06 | 5.7501e-06 | 7.6992e-06 | 1.024e-05 | 1.3527e-05 | 1.7751e-05 | 2.3136e-05 | 2.9954e-05 | 3.852e-05 | 4.9204e-05 | 6.243e-05 | 7.868e-05 | 9.8495e-05 | 0.00012247 | 0.00015127 | 0.00018558 | 0.00022614 | 0.00027373 | 0.00032911 | 0.00039304 | 0.00046624 | 0.00054936 | 0.00064296 | 0.00074746 | 0.00086312 | 0.00099 | 0.0011279 | 0.0012764 | 0.0014348 | 0.001602 | 0.0017767 | 0.0019572 | 0.0021417 | 0.0023278 | 0.0025131 | 0.0026949 | 0.0028706 | 0.0030371 | 0.0031918 | 0.0033319 | 0.0034548 | 0.0035583 | 0.0036402 | 0.0036991 | 0.0037337 | 0.0037433 | 0.0037278 | 0.0036875 | 0.0036232 | 0.0035361 | 0.003428 | 0.0033009 | 0.0031572 | 0.0029995 | 0.0028306 | 0.0026552 | 0.0024946 | 0.0024923 | 0.0033431 | 0.0071298 | 0.017023 | 0.032914 | 0.04569 | 0.046377 | 0.029285 | 0.0093089 | 0.002513 | 0.00058843 | 0.00018014 | 8.9528e-05 | 5.6286e-05 | 3.7602e-05 | 2.5729e-05 | 1.7959e-05 | 1.2754e-05 | 1.0999e-05 | 0.031519
260.9 | 0.35538 | 49.5868 | 0.012346 | 0.62479 | 0.33762 | 0.00031534 | 0.051745 |  |  | 1.6726e-06 | 2.3006e-06 | 3.1432e-06 | 4.2657e-06 | 5.7501e-06 | 7.6992e-06 | 1.024e-05 | 1.3527e-05 | 1.7751e-05 | 2.3136e-05 | 2.9954e-05 | 3.852e-05 | 4.9204e-05 | 6.243e-05 | 7.868e-05 | 9.8495e-05 | 0.00012247 | 0.00015127 | 0.00018558 | 0.00022614 | 0.00027373 | 0.00032911 | 0.00039304 | 0.00046624 | 0.00054936 | 0.00064296 | 0.00074746 | 0.00086312 | 0.00099 | 0.0011279 | 0.0012764 | 0.0014348 | 0.001602 | 0.0017767 | 0.0019572 | 0.0021417 | 0.0023278 | 0.0025131 | 0.0026949 | 0.0028706 | 0.0030371 | 0.0031918 | 0.0033319 | 0.0034548 | 0.0035583 | 0.0036402 | 0.0036991 | 0.0037337 | 0.0037433 | 0.0037278 | 0.0036875 | 0.0036232 | 0.0035361 | 0.003428 | 0.0033009 | 0.0031572 | 0.0029995 | 0.0028306 | 0.0026552 | 0.0024946 | 0.0024923 | 0.0033431 | 0.0071298 | 0.017023 | 0.032914 | 0.046373 | 0.045694 | 0.032782 | 0.014759 | 0.0034829 | 0.00081594 | 0.00024519 | 0.00011946 | 7.2726e-05 | 4.717e-05 | 3.1427e-05 | 2.1366e-05 | 1.4814e-05 | 1.2543e-05 | 0.03531
262.05 | 0.37698 | 54.7945 | 0.007506 | 0.37987 | 0.34709 | 0.00089327 | 0.05901 |  |  | 1.6726e-06 | 2.3006e-06 | 3.1432e-06 | 4.2657e-06 | 5.7501e-06 | 7.6992e-06 | 1.024e-05 | 1.3527e-05 | 1.7751e-05 | 2.3136e-05 | 2.9954e-05 | 3.852e-05 | 4.9204e-05 | 6.243e-05 | 7.868e-05 | 9.8495e-05 | 0.00012247 | 0.00015127 | 0.00018558 | 0.00022614 | 0.00027373 | 0.00032911 | 0.00039304 | 0.00046624 | 0.00054936 | 0.00064296 | 0.00074746 | 0.00086312 | 0.00099 | 0.0011279 | 0.0012764 | 0.0014348 | 0.001602 | 0.0017767 | 0.0019572 | 0.0021417 | 0.0023278 | 0.0025131 | 0.0026949 | 0.0028706 | 0.0030371 | 0.0031918 | 0.0033319 | 0.0034548 | 0.0035583 | 0.0036402 | 0.0036991 | 0.0037337 | 0.0037433 | 0.0037278 | 0.0036875 | 0.0036232 | 0.0035361 | 0.003428 | 0.0033009 | 0.0031572 | 0.0029995 | 0.0028306 | 0.0026552 | 0.0024946 | 0.0024923 | 0.0033431 | 0.0071298 | 0.017023 | 0.032914 | 0.046373 | 0.046377 | 0.032299 | 0.016521 | 0.005522 | 0.0011309 | 0.00033999 | 0.00016259 | 9.7037e-05 | 6.0948e-05 | 3.9424e-05 | 2.6098e-05 | 1.7624e-05 | 1.4569e-05 | 0.040267
263.2 | 0.38802 | 61.2245 | 0.0030731 | 0.15553 | 0.35543 | 0.0010621 | 0.068539 |  |  | 1.6726e-06 | 2.3006e-06 | 3.1432e-06 | 4.2657e-06 | 5.7501e-06 | 7.6992e-06 | 1.024e-05 | 1.3527e-05 | 1.7751e-05 | 2.3136e-05 | 2.9954e-05 | 3.852e-05 | 4.9204e-05 | 6.243e-05 | 7.868e-05 | 9.8495e-05 | 0.00012247 | 0.00015127 | 0.00018558 | 0.00022614 | 0.00027373 | 0.00032911 | 0.00039304 | 0.00046624 | 0.00054936 | 0.00064296 | 0.00074746 | 0.00086312 | 0.00099 | 0.0011279 | 0.0012764 | 0.0014348 | 0.001602 | 0.0017767 | 0.0019572 | 0.0021417 | 0.0023278 | 0.0025131 | 0.0026949 | 0.0028706 | 0.0030371 | 0.0031918 | 0.0033319 | 0.0034548 | 0.0035583 | 0.0036402 | 0.0036991 | 0.0037337 | 0.0037433 | 0.0037278 | 0.0036875 | 0.0036232 | 0.0035361 | 0.003428 | 0.0033009 | 0.0031572 | 0.0029995 | 0.0028306 | 0.0026552 | 0.0024946 | 0.0024923 | 0.0033431 | 0.0071298 | 0.017023 | 0.032914 | 0.046373 | 0.046377 | 0.032782 | 0.016277 | 0.0061812 | 0.0017929 | 0.00047122 | 0.00022546 | 0.00013208 | 8.1322e-05 | 5.0939e-05 | 3.2739e-05 | 2.1527e-05 | 1.7332e-05 | 0.04677
264.35 | 0.39308 | 69.3642 | 0.001097 | 0.055517 | 0.36515 | 0.00078008 | 0.081541 |  |  | 1.6726e-06 | 2.3006e-06 | 3.1432e-06 | 4.2657e-06 | 5.7501e-06 | 7.6992e-06 | 1.024e-05 | 1.3527e-05 | 1.7751e-05 | 2.3136e-05 | 2.9954e-05 | 3.852e-05 | 4.9204e-05 | 6.243e-05 | 7.868e-05 | 9.8495e-05 | 0.00012247 | 0.00015127 | 0.00018558 | 0.00022614 | 0.00027373 | 0.00032911 | 0.00039304 | 0.00046624 | 0.00054936 | 0.00064296 | 0.00074746 | 0.00086312 | 0.00099 | 0.0011279 | 0.0012764 | 0.0014348 | 0.001602 | 0.0017767 | 0.0019572 | 0.0021417 | 0.0023278 | 0.0025131 | 0.0026949 | 0.0028706 | 0.0030371 | 0.0031918 | 0.0033319 | 0.0034548 | 0.0035583 | 0.0036402 | 0.0036991 | 0.0037337 | 0.0037433 | 0.0037278 | 0.0036875 | 0.0036232 | 0.0035361 | 0.003428 | 0.0033009 | 0.0031572 | 0.0029995 | 0.0028306 | 0.0026552 | 0.0024946 | 0.0024923 | 0.0033431 | 0.0071298 | 0.017023 | 0.032914 | 0.046373 | 0.046377 | 0.032782 | 0.016521 | 0.0060902 | 0.002007 | 0.00074708 | 0.00031248 | 0.00018315 | 0.00011069 | 6.7968e-05 | 4.2301e-05 | 2.7005e-05 | 2.1171e-05 | 0.055642
265.5 | 0.39672 | 80 | 0.00059487 | 0.030106 | 0.37797 | 0.00035182 | 0.099598 |  |  | 1.6726e-06 | 2.3006e-06 | 3.1432e-06 | 4.2657e-06 | 5.7501e-06 | 7.6992e-06 | 1.024e-05 | 1.3527e-05 | 1.7751e-05 | 2.3136e-05 | 2.9954e-05 | 3.852e-05 | 4.9204e-05 | 6.243e-05 | 7.868e-05 | 9.8495e-05 | 0.00012247 | 0.00015127 | 0.00018558 | 0.00022614 | 0.00027373 | 0.00032911 | 0.00039304 | 0.00046624 | 0.00054936 | 0.00064296 | 0.00074746 | 0.00086312 | 0.00099 | 0.0011279 | 0.0012764 | 0.0014348 | 0.001602 | 0.0017767 | 0.0019572 | 0.0021417 | 0.0023278 | 0.0025131 | 0.0026949 | 0.0028706 | 0.0030371 | 0.0031918 | 0.0033319 | 0.0034548 | 0.0035583 | 0.0036402 | 0.0036991 | 0.0037337 | 0.0037433 | 0.0037278 | 0.0036875 | 0.0036232 | 0.0035361 | 0.003428 | 0.0033009 | 0.0031572 | 0.0029995 | 0.0028306 | 0.0026552 | 0.0024946 | 0.0024923 | 0.0033431 | 0.0071298 | 0.017023 | 0.032914 | 0.046373 | 0.046377 | 0.032782 | 0.016521 | 0.0061812 | 0.0019774 | 0.00083628 | 0.00049542 | 0.00025384 | 0.00015349 | 9.2512e-05 | 5.6442e-05 | 3.4893e-05 | 2.6558e-05 | 0.067964
266.65 | 0.39966 | 94.4882 | 0.00034289 | 0.017353 | 0.39562 | 1.6287e-05 | 0.12494 |  |  | 1.6726e-06 | 2.3006e-06 | 3.1432e-06 | 4.2657e-06 | 5.7501e-06 | 7.6992e-06 | 1.024e-05 | 1.3527e-05 | 1.7751e-05 | 2.3136e-05 | 2.9954e-05 | 3.852e-05 | 4.9204e-05 | 6.243e-05 | 7.868e-05 | 9.8495e-05 | 0.00012247 | 0.00015127 | 0.00018558 | 0.00022614 | 0.00027373 | 0.00032911 | 0.00039304 | 0.00046624 | 0.00054936 | 0.00064296 | 0.00074746 | 0.00086312 | 0.00099 | 0.0011279 | 0.0012764 | 0.0014348 | 0.001602 | 0.0017767 | 0.0019572 | 0.0021417 | 0.0023278 | 0.0025131 | 0.0026949 | 0.0028706 | 0.0030371 | 0.0031918 | 0.0033319 | 0.0034548 | 0.0035583 | 0.0036402 | 0.0036991 | 0.0037337 | 0.0037433 | 0.0037278 | 0.0036875 | 0.0036232 | 0.0035361 | 0.003428 | 0.0033009 | 0.0031572 | 0.0029995 | 0.0028306 | 0.0026552 | 0.0024946 | 0.0024923 | 0.0033431 | 0.0071298 | 0.017023 | 0.032914 | 0.046373 | 0.046377 | 0.032782 | 0.016521 | 0.0061812 | 0.002007 | 0.00082396 | 0.00055457 | 0.00040244 | 0.00021273 | 0.00012828 | 7.6824e-05 | 4.6557e-05 | 3.4315e-05 | 0.085259
267.8 | 0.40453 | 115.3846 | 0.0003816 | 0.019312 | 0.42081 | 0.0002651 | 0.16144 |  |  | 1.6726e-06 | 2.3006e-06 | 3.1432e-06 | 4.2657e-06 | 5.7501e-06 | 7.6992e-06 | 1.024e-05 | 1.3527e-05 | 1.7751e-05 | 2.3136e-05 | 2.9954e-05 | 3.852e-05 | 4.9204e-05 | 6.243e-05 | 7.868e-05 | 9.8495e-05 | 0.00012247 | 0.00015127 | 0.00018558 | 0.00022614 | 0.00027373 | 0.00032911 | 0.00039304 | 0.00046624 | 0.00054936 | 0.00064296 | 0.00074746 | 0.00086312 | 0.00099 | 0.0011279 | 0.0012764 | 0.0014348 | 0.001602 | 0.0017767 | 0.0019572 | 0.0021417 | 0.0023278 | 0.0025131 | 0.0026949 | 0.0028706 | 0.0030371 | 0.0031918 | 0.0033319 | 0.0034548 | 0.0035583 | 0.0036402 | 0.0036991 | 0.0037337 | 0.0037433 | 0.0037278 | 0.0036875 | 0.0036232 | 0.0035361 | 0.003428 | 0.0033009 | 0.0031572 | 0.0029995 | 0.0028306 | 0.0026552 | 0.0024946 | 0.0024923 | 0.0033431 | 0.0071298 | 0.017023 | 0.032914 | 0.046373 | 0.046377 | 0.032782 | 0.016521 | 0.0061812 | 0.002007 | 0.00083628 | 0.0005464 | 0.00045049 | 0.00033726 | 0.00017779 | 0.00010653 | 6.337e-05 | 4.5786e-05 | 0.11016
268.95 | 0.41554 | 148.1481 | 0.00052368 | 0.026503 | 0.45786 | 0.0017911 | 0.2154 |  |  | 1.6726e-06 | 2.3006e-06 | 3.1432e-06 | 4.2657e-06 | 5.7501e-06 | 7.6992e-06 | 1.024e-05 | 1.3527e-05 | 1.7751e-05 | 2.3136e-05 | 2.9954e-05 | 3.852e-05 | 4.9204e-05 | 6.243e-05 | 7.868e-05 | 9.8495e-05 | 0.00012247 | 0.00015127 | 0.00018558 | 0.00022614 | 0.00027373 | 0.00032911 | 0.00039304 | 0.00046624 | 0.00054936 | 0.00064296 | 0.00074746 | 0.00086312 | 0.00099 | 0.0011279 | 0.0012764 | 0.0014348 | 0.001602 | 0.0017767 | 0.0019572 | 0.0021417 | 0.0023278 | 0.0025131 | 0.0026949 | 0.0028706 | 0.0030371 | 0.0031918 | 0.0033319 | 0.0034548 | 0.0035583 | 0.0036402 | 0.0036991 | 0.0037337 | 0.0037433 | 0.0037278 | 0.0036875 | 0.0036232 | 0.0035361 | 0.003428 | 0.0033009 | 0.0031572 | 0.0029995 | 0.0028306 | 0.0026552 | 0.0024946 | 0.0024923 | 0.0033431 | 0.0071298 | 0.017023 | 0.032914 | 0.046373 | 0.046377 | 0.032782 | 0.016521 | 0.0061812 | 0.002007 | 0.00083628 | 0.00055457 | 0.00044385 | 0.00037753 | 0.00028188 | 0.00014764 | 8.7871e-05 | 6.232e-05 | 0.14699
270.1 | 0.44439 | 206.8966 | 0.00070324 | 0.03559 | 0.51112 | 0.004453 | 0.29319 |  |  | 1.6726e-06 | 2.3006e-06 | 3.1432e-06 | 4.2657e-06 | 5.7501e-06 | 7.6992e-06 | 1.024e-05 | 1.3527e-05 | 1.7751e-05 | 2.3136e-05 | 2.9954e-05 | 3.852e-05 | 4.9204e-05 | 6.243e-05 | 7.868e-05 | 9.8495e-05 | 0.00012247 | 0.00015127 | 0.00018558 | 0.00022614 | 0.00027373 | 0.00032911 | 0.00039304 | 0.00046624 | 0.00054936 | 0.00064296 | 0.00074746 | 0.00086312 | 0.00099 | 0.0011279 | 0.0012764 | 0.0014348 | 0.001602 | 0.0017767 | 0.0019572 | 0.0021417 | 0.0023278 | 0.0025131 | 0.0026949 | 0.0028706 | 0.0030371 | 0.0031918 | 0.0033319 | 0.0034548 | 0.0035583 | 0.0036402 | 0.0036991 | 0.0037337 | 0.0037433 | 0.0037278 | 0.0036875 | 0.0036232 | 0.0035361 | 0.003428 | 0.0033009 | 0.0031572 | 0.0029995 | 0.0028306 | 0.0026552 | 0.0024946 | 0.0024923 | 0.0033431 | 0.0071298 | 0.017023 | 0.032914 | 0.046373 | 0.046377 | 0.032782 | 0.016521 | 0.0061812 | 0.002007 | 0.00083628 | 0.00055457 | 0.00045049 | 0.00037197 | 0.00031554 | 0.00023408 | 0.00012179 | 8.6416e-05 | 0.20007
271.25 | 0.53968 | 342.8571 | 0.00084584 | 0.042807 | 0.58861 | 0.0023945 | 0.40655 |  |  | 1.6726e-06 | 2.3006e-06 | 3.1432e-06 | 4.2657e-06 | 5.7501e-06 | 7.6992e-06 | 1.024e-05 | 1.3527e-05 | 1.7751e-05 | 2.3136e-05 | 2.9954e-05 | 3.852e-05 | 4.9204e-05 | 6.243e-05 | 7.868e-05 | 9.8495e-05 | 0.00012247 | 0.00015127 | 0.00018558 | 0.00022614 | 0.00027373 | 0.00032911 | 0.00039304 | 0.00046624 | 0.00054936 | 0.00064296 | 0.00074746 | 0.00086312 | 0.00099 | 0.0011279 | 0.0012764 | 0.0014348 | 0.001602 | 0.0017767 | 0.0019572 | 0.0021417 | 0.0023278 | 0.0025131 | 0.0026949 | 0.0028706 | 0.0030371 | 0.0031918 | 0.0033319 | 0.0034548 | 0.0035583 | 0.0036402 | 0.0036991 | 0.0037337 | 0.0037433 | 0.0037278 | 0.0036875 | 0.0036232 | 0.0035361 | 0.003428 | 0.0033009 | 0.0031572 | 0.0029995 | 0.0028306 | 0.0026552 | 0.0024946 | 0.0024923 | 0.0033431 | 0.0071298 | 0.017023 | 0.032914 | 0.046373 | 0.046377 | 0.032782 | 0.016521 | 0.0061812 | 0.002007 | 0.00083628 | 0.00055457 | 0.00045049 | 0.00037753 | 0.00031089 | 0.00026203 | 0.00019309 | 0.00011977 | 0.27742
272.4 | 0.71382 | 1000 | 0.00018171 | 0.0091961 | 0.69578 | 0.00032524 | 0.56347 |  |  | 1.6726e-06 | 2.3006e-06 | 3.1432e-06 | 4.2657e-06 | 5.7501e-06 | 7.6992e-06 | 1.024e-05 | 1.3527e-05 | 1.7751e-05 | 2.3136e-05 | 2.9954e-05 | 3.852e-05 | 4.9204e-05 | 6.243e-05 | 7.868e-05 | 9.8495e-05 | 0.00012247 | 0.00015127 | 0.00018558 | 0.00022614 | 0.00027373 | 0.00032911 | 0.00039304 | 0.00046624 | 0.00054936 | 0.00064296 | 0.00074746 | 0.00086312 | 0.00099 | 0.0011279 | 0.0012764 | 0.0014348 | 0.001602 | 0.0017767 | 0.0019572 | 0.0021417 | 0.0023278 | 0.0025131 | 0.0026949 | 0.0028706 | 0.0030371 | 0.0031918 | 0.0033319 | 0.0034548 | 0.0035583 | 0.0036402 | 0.0036991 | 0.0037337 | 0.0037433 | 0.0037278 | 0.0036875 | 0.0036232 | 0.0035361 | 0.003428 | 0.0033009 | 0.0031572 | 0.0029995 | 0.0028306 | 0.0026552 | 0.0024946 | 0.0024923 | 0.0033431 | 0.0071298 | 0.017023 | 0.032914 | 0.046373 | 0.046377 | 0.032782 | 0.016521 | 0.0061812 | 0.002007 | 0.00083628 | 0.00055457 | 0.00045049 | 0.00037753 | 0.00031554 | 0.00025817 | 0.00021614 | 0.00018989 | 0.3845
273.55 | 0.94391 | -1090.9091 | 0.00020175 | 0.01021 | 0.9209 | 0.00052912 | 0.89334 |  |  | 1.6726e-06 | 2.3006e-06 | 3.1432e-06 | 4.2657e-06 | 5.7501e-06 | 7.6992e-06 | 1.024e-05 | 1.3527e-05 | 1.7751e-05 | 2.3136e-05 | 2.9954e-05 | 3.852e-05 | 4.9204e-05 | 6.243e-05 | 7.868e-05 | 9.8495e-05 | 0.00012247 | 0.00015127 | 0.00018558 | 0.00022614 | 0.00027373 | 0.00032911 | 0.00039304 | 0.00046624 | 0.00054936 | 0.00064296 | 0.00074746 | 0.00086312 | 0.00099 | 0.0011279 | 0.0012764 | 0.0014348 | 0.001602 | 0.0017767 | 0.0019572 | 0.0021417 | 0.0023278 | 0.0025131 | 0.0026949 | 0.0028706 | 0.0030371 | 0.0031918 | 0.0033319 | 0.0034548 | 0.0035583 | 0.0036402 | 0.0036991 | 0.0037337 | 0.0037433 | 0.0037278 | 0.0036875 | 0.0036232 | 0.0035361 | 0.003428 | 0.0033009 | 0.0031572 | 0.0029995 | 0.0028306 | 0.0026552 | 0.0024946 | 0.0024923 | 0.0033431 | 0.0071298 | 0.017023 | 0.032914 | 0.046373 | 0.046377 | 0.032782 | 0.016521 | 0.0061812 | 0.002007 | 0.00083628 | 0.00055457 | 0.00045049 | 0.00037753 | 0.00031554 | 0.00026203 | 0.00021295 | 0.00021256 | 0.6096
274.7 | 0.9959 | -352.9412 | 0.00043552 | 0.022041 | 0.99369 | 4.8933e-06 | 1 |  |  | 1.6726e-06 | 2.3006e-06 | 3.1432e-06 | 4.2657e-06 | 5.7501e-06 | 7.6992e-06 | 1.024e-05 | 1.3527e-05 | 1.7751e-05 | 2.3136e-05 | 2.9954e-05 | 3.852e-05 | 4.9204e-05 | 6.243e-05 | 7.868e-05 | 9.8495e-05 | 0.00012247 | 0.00015127 | 0.00018558 | 0.00022614 | 0.00027373 | 0.00032911 | 0.00039304 | 0.00046624 | 0.00054936 | 0.00064296 | 0.00074746 | 0.00086312 | 0.00099 | 0.0011279 | 0.0012764 | 0.0014348 | 0.001602 | 0.0017767 | 0.0019572 | 0.0021417 | 0.0023278 | 0.0025131 | 0.0026949 | 0.0028706 | 0.0030371 | 0.0031918 | 0.0033319 | 0.0034548 | 0.0035583 | 0.0036402 | 0.0036991 | 0.0037337 | 0.0037433 | 0.0037278 | 0.0036875 | 0.0036232 | 0.0035361 | 0.003428 | 0.0033009 | 0.0031572 | 0.0029995 | 0.0028306 | 0.0026552 | 0.0024946 | 0.0024923 | 0.0033431 | 0.0071298 | 0.017023 | 0.032914 | 0.046373 | 0.046377 | 0.032782 | 0.016521 | 0.0061812 | 0.002007 | 0.00083628 | 0.00055457 | 0.00045049 | 0.00037753 | 0.00031554 | 0.00026203 | 0.00021614 | 0.00020943 | 0.68238
275.85 | 0.99351 | -210.5263 | -5.6321e-05 | -0.0028503 | 0.98364 | 9.7417e-05 | 0.98527 |  |  | 1.6726e-06 | 2.3006e-06 | 3.1432e-06 | 4.2657e-06 | 5.7501e-06 | 7.6992e-06 | 1.024e-05 | 1.3527e-05 | 1.7751e-05 | 2.3136e-05 | 2.9954e-05 | 3.852e-05 | 4.9204e-05 | 6.243e-05 | 7.868e-05 | 9.8495e-05 | 0.00012247 | 0.00015127 | 0.00018558 | 0.00022614 | 0.00027373 | 0.00032911 | 0.00039304 | 0.00046624 | 0.00054936 | 0.00064296 | 0.00074746 | 0.00086312 | 0.00099 | 0.0011279 | 0.0012764 | 0.0014348 | 0.001602 | 0.0017767 | 0.0019572 | 0.0021417 | 0.0023278 | 0.0025131 | 0.0026949 | 0.0028706 | 0.0030371 | 0.0031918 | 0.0033319 | 0.0034548 | 0.0035583 | 0.0036402 | 0.0036991 | 0.0037337 | 0.0037433 | 0.0037278 | 0.0036875 | 0.0036232 | 0.0035361 | 0.003428 | 0.0033009 | 0.0031572 | 0.0029995 | 0.0028306 | 0.0026552 | 0.0024946 | 0.0024923 | 0.0033431 | 0.0071298 | 0.017023 | 0.032914 | 0.046373 | 0.046377 | 0.032782 | 0.016521 | 0.0061812 | 0.002007 | 0.00083628 | 0.00055457 | 0.00045049 | 0.00037753 | 0.00031554 | 0.00026203 | 0.00021614 | 0.00021256 | 0.67233