## Mismatch Spread Sheet
|  | ER(l) | ES(l) | IPCER(l) | SR(l) | IPCET(l) | ST(l) | ER(l)SR(l) | ES(l)SR(l) | ES* (l) | ES(l)ST(l) | ER(l)ST(l)
Wavelength(nm) | Energy(eV) | AM1.5G(Wm-2nm-1) | Lamp Power (Wnm-1) | (%) | A/(Wnm) | (%) | A/(Wnm) |  |  | (Wm-2nm-1)
280 | 4.4286 | 4.7309e-23 | 0 | 0.19144 | 0.00043228 | 0 | 0 | 2.0451e-26 | 0 | 0 | 0 | 0 | JT,AM1.5(mAcm-2) | 10.9097 | Should be close to what you measure under solar simulator
281 | 4.4128 | 5.6895e-21 | 0 | 0.28444 | 0.00064457 | 0 | 0 | 3.6673e-24 | 0 | 0 | 0 | 0 | JR,AM1.5(mAcm-2) | 10.7489 | Should be close to certified value
282 | 4.3972 | 1.1946e-18 | 0 | 0.37743 | 0.00085835 | 0 | 0 | 1.0254e-21 | 0 | 0 | 0 | 0
283 | 4.3816 | 1.8452e-17 | 0 | 0.47042 | 0.0010736 | 0 | 0 | 1.9811e-20 | 0 | 0 | 0 | 0 | M: | 1.0057 | Need to set short-circuit current on reference cell to 1/M of certified value
284 | 4.3662 | 7.267e-16 | 0 | 0.56341 | 0.0012904 | 0 | 0 | 9.3773e-19 | 0 | 0 | 0 | 0
285 | 4.3509 | 8.0142e-15 | 0 | 0.65641 | 0.0015087 | 0 | 0 | 1.2091e-17 | 0 | 0 | 0 | 0
286 | 4.3357 | 1.3684e-13 | 0 | 0.74941 | 0.0017285 | 0 | 0 | 2.3652e-16 | 0 | 0 | 0 | 0
287 | 4.3206 | 2.7367e-12 | 0 | 0.8424 | 0.0019497 | 0 | 0 | 5.3359e-15 | 0 | 0 | 0 | 0
288 | 4.3056 | 6.2337e-11 | 0 | 0.93539 | 0.0021725 | 0 | 0 | 1.3543e-13 | 0 | 0 | 0 | 0
289 | 4.2907 | 5.6265e-10 | 0 | 1.0284 | 0.0023968 | 0 | 0 | 1.3486e-12 | 0 | 0 | 0 | 0
290 | 4.2759 | 6.0168e-09 | 0 | 1.1214 | 0.0026226 | 0 | 0 | 1.578e-11 | 0 | 0 | 0 | 0
291 | 4.2612 | 3.5052e-08 | 0 | 1.1086 | 0.0026016 | 0 | 0 | 9.119e-11 | 0 | 0 | 0 | 0
292 | 4.2466 | 2.683e-07 | 0 | 1.0958 | 0.0025803 | 0 | 0 | 6.9231e-10 | 0 | 0 | 0 | 0
293 | 4.2321 | 8.6466e-07 | 0 | 1.083 | 0.0025589 | 0 | 0 | 2.2126e-09 | 0 | 0 | 0 | 0
294 | 4.2177 | 4.1744e-06 | 0 | 1.0701 | 0.0025373 | 0 | 0 | 1.0592e-08 | 0 | 0 | 0 | 0
295 | 4.2034 | 1.229e-05 | 0 | 1.0573 | 0.0025154 | 0 | 0 | 3.0915e-08 | 0 | 0 | 0 | 0
296 | 4.1892 | 4.7904e-05 | 0 | 1.0445 | 0.0024934 | 0 | 0 | 1.1944e-07 | 0 | 0 | 0 | 0
297 | 4.1751 | 9.68e-05 | 0 | 1.0317 | 0.0024711 | 0 | 0 | 2.3921e-07 | 0 | 0 | 0 | 0
298 | 4.1611 | 0.00028988 | 0 | 1.0189 | 0.0024487 | 0 | 0 | 7.0982e-07 | 0 | 0 | 0 | 0
299 | 4.1472 | 0.00049211 | 0 | 1.0061 | 0.002426 | 0 | 0 | 1.1939e-06 | 0 | 0 | 0 | 0
300 | 4.1333 | 0.00102 | 0 | 0.99329 | 0.0024031 | 5.583 | 0.013507 | 2.4512e-06 | 0 | 0 | 0 | 1.3777e-05
301 | 4.1196 | 0.00193 | 0 | 0.98048 | 0.00238 | 6.0043 | 0.014575 | 4.5935e-06 | 0 | 0 | 0 | 2.813e-05
302 | 4.106 | 0.00292 | 0 | 0.96767 | 0.0023568 | 6.4562 | 0.015724 | 6.8817e-06 | 0 | 0 | 0 | 4.5914e-05
303 | 4.0924 | 0.00709 | 0 | 0.95487 | 0.0023333 | 6.9379 | 0.016953 | 1.6543e-05 | 0 | 0 | 0 | 0.0001202
304 | 4.0789 | 0.00947 | 0 | 0.94206 | 0.0023096 | 7.4485 | 0.018261 | 2.1872e-05 | 0 | 0 | 0 | 0.00017293
305 | 4.0656 | 0.01646 | 0 | 1.1435 | 0.0028126 | 7.987 | 0.019645 | 4.6295e-05 | 0 | 0 | 0 | 0.00032336
306 | 4.0523 | 0.01858 | 0 | 1.3449 | 0.0033189 | 8.5526 | 0.021106 | 6.1664e-05 | 0 | 0 | 0 | 0.00039214
307 | 4.0391 | 0.02785 | 0 | 1.5463 | 0.0038284 | 9.1444 | 0.02264 | 0.00010662 | 0 | 0 | 0 | 0.00063052
308 | 4.026 | 0.03784 | 0 | 1.7477 | 0.0043412 | 9.7615 | 0.024246 | 0.00016427 | 0 | 0 | 0 | 0.00091748
309 | 4.0129 | 0.04053 | 0 | 1.9492 | 0.0048572 | 10.403 | 0.025924 | 0.00019686 | 0 | 0 | 0 | 0.0010507
310 | 4 | 0.05094 | 0 | 2.1506 | 0.0053765 | 11.0681 | 0.02767 | 0.00027388 | 0 | 0 | 0 | 0.0014095
311 | 3.9871 | 0.08292 | 0 | 2.352 | 0.005899 | 11.7557 | 0.029484 | 0.00048914 | 0 | 0 | 0 | 0.0024448
312 | 3.9744 | 0.09338 | 0 | 2.5534 | 0.0064248 | 12.4651 | 0.031364 | 0.00059994 | 0 | 0 | 0 | 0.0029288
313 | 3.9617 | 0.10733 | 0 | 2.7549 | 0.0069538 | 13.1953 | 0.033308 | 0.00074635 | 0 | 0 | 0 | 0.0035749
314 | 3.949 | 0.11969 | 0 | 2.9563 | 0.007486 | 13.9455 | 0.035314 | 0.000896 | 0 | 0 | 0 | 0.0042267
315 | 3.9365 | 0.13625 | 0 | 3.1577 | 0.0080216 | 14.7147 | 0.03738 | 0.0010929 | 0 | 0 | 0 | 0.005093
316 | 3.9241 | 0.12348 | 0 | 3.3591 | 0.0085603 | 15.5021 | 0.039505 | 0.001057 | 0 | 0 | 0 | 0.0048781
317 | 3.9117 | 0.17158 | 0 | 3.5605 | 0.0091024 | 16.3068 | 0.041687 | 0.0015618 | 0 | 0 | 0 | 0.0071527
318 | 3.8994 | 0.17594 | 0 | 3.762 | 0.0096476 | 17.1278 | 0.043925 | 0.0016974 | 0 | 0 | 0 | 0.0077281
319 | 3.8871 | 0.2047 | 0 | 3.9634 | 0.010196 | 17.9644 | 0.046215 | 0.0020871 | 0 | 0 | 0 | 0.0094602
320 | 3.875 | 0.20527 | 0 | 4.1648 | 0.010748 | 18.8155 | 0.048556 | 0.0022062 | 0 | 0 | 0 | 0.0099671
321 | 3.8629 | 0.25024 | 0 | 4.3662 | 0.011303 | 19.6801 | 0.050946 | 0.0028284 | 0 | 0 | 0 | 0.012749
322 | 3.8509 | 0.22203 | 0 | 4.5676 | 0.011861 | 20.5565 | 0.05338 | 0.0026335 | 0 | 0 | 0 | 0.011852
323 | 3.839 | 0.21226 | 0 | 4.7691 | 0.012423 | 21.4424 | 0.055854 | 0.0026368 | 0 | 0 | 0 | 0.011856
324 | 3.8272 | 0.27537 | 0 | 5.4359 | 0.014203 | 22.336 | 0.058362 | 0.0039112 | 0 | 0 | 0 | 0.016071
325 | 3.8154 | 0.27894 | 0 | 6.1027 | 0.015995 | 23.2351 | 0.060898 | 0.0044616 | 0 | 0 | 0 | 0.016987
326 | 3.8037 | 0.3812 | 0 | 6.7695 | 0.017797 | 24.1377 | 0.063459 | 0.0067843 | 0 | 0 | 0 | 0.02419
327 | 3.792 | 0.39806 | 0 | 7.4363 | 0.01961 | 25.0418 | 0.066038 | 0.0078061 | 0 | 0 | 0 | 0.026287
328 | 3.7805 | 0.35116 | 0 | 8.1031 | 0.021434 | 25.9454 | 0.06863 | 0.0075268 | 0 | 0 | 0 | 0.0241
329 | 3.769 | 0.42235 | 0 | 8.7699 | 0.023269 | 26.8464 | 0.07123 | 0.0098275 | 0 | 0 | 0 | 0.030084
330 | 3.7576 | 0.47139 | 0 | 9.4368 | 0.025114 | 27.7428 | 0.073832 | 0.011838 | 0 | 0 | 0 | 0.034803
331 | 3.7462 | 0.40262 | 0 | 10.1036 | 0.02697 | 28.6327 | 0.076431 | 0.010859 | 0 | 0 | 0 | 0.030773
332 | 3.7349 | 0.43623 | 0 | 10.7704 | 0.028837 | 29.5151 | 0.079024 | 0.012579 | 0 | 0 | 0 | 0.034473
333 | 3.7237 | 0.42944 | 0 | 11.4372 | 0.030714 | 30.389 | 0.081609 | 0.01319 | 0 | 0 | 0 | 0.035046
334 | 3.7126 | 0.41497 | 0 | 12.104 | 0.032603 | 31.2535 | 0.084183 | 0.013529 | 0 | 0 | 0 | 0.034933
335 | 3.7015 | 0.46388 | 0 | 12.7708 | 0.034502 | 32.1078 | 0.086743 | 0.016005 | 0 | 0 | 0 | 0.040238
336 | 3.6905 | 0.41519 | 0 | 13.4376 | 0.036412 | 32.9509 | 0.089286 | 0.015118 | 0 | 0 | 0 | 0.037071
337 | 3.6795 | 0.3738 | 0 | 14.1044 | 0.038332 | 33.782 | 0.091811 | 0.014329 | 0 | 0 | 0 | 0.034319
338 | 3.6686 | 0.43411 | 0 | 14.7713 | 0.040264 | 34.6001 | 0.094313 | 0.017479 | 0 | 0 | 0 | 0.040942
339 | 3.6578 | 0.46355 | 0 | 15.4381 | 0.042206 | 35.4043 | 0.096791 | 0.019564 | 0 | 0 | 0 | 0.044867
340 | 3.6471 | 0.5018 | 0 | 16.1049 | 0.044159 | 36.1938 | 0.099241 | 0.022159 | 0 | 0 | 0 | 0.049799
341 | 3.6364 | 0.47139 | 0.32389 | 16.7717 | 0.046122 | 36.9672 | 0.10166 | 0.021742 | 0.014939 | 0.34637 | 0.032927 | 0.047921
342 | 3.6257 | 0.48934 | 0.32389 | 17.4874 | 0.048231 | 37.7215 | 0.10404 | 0.023602 | 0.015622 | 0.34637 | 0.033697 | 0.05091
343 | 3.6152 | 0.51489 | 0.32927 | 18.2031 | 0.050352 | 38.4535 | 0.10637 | 0.025926 | 0.016579 | 0.35213 | 0.035024 | 0.054767
344 | 3.6047 | 0.41843 | 0.33951 | 18.9188 | 0.052484 | 39.1596 | 0.10864 | 0.021961 | 0.017819 | 0.36308 | 0.036883 | 0.045457
345 | 3.5942 | 0.45898 | 0.35411 | 19.6345 | 0.054628 | 39.8366 | 0.11084 | 0.025073 | 0.019344 | 0.37869 | 0.039248 | 0.050871
346 | 3.5838 | 0.47778 | 0.37257 | 20.3501 | 0.056783 | 40.4811 | 0.11296 | 0.02713 | 0.021156 | 0.39843 | 0.042084 | 0.053968
347 | 3.5735 | 0.49404 | 0.39436 | 21.0658 | 0.05895 | 41.0897 | 0.11498 | 0.029124 | 0.023248 | 0.42173 | 0.045345 | 0.056807
348 | 3.5632 | 0.47511 | 0.41899 | 21.7815 | 0.061129 | 41.6589 | 0.11691 | 0.029043 | 0.025612 | 0.44807 | 0.048986 | 0.055547
349 | 3.553 | 0.46564 | 0.44593 | 22.4972 | 0.063319 | 42.1856 | 0.11873 | 0.029484 | 0.028236 | 0.47688 | 0.052946 | 0.055286
350 | 3.5429 | 0.52798 | 0.47469 | 23.2129 | 0.06552 | 42.6662 | 0.12043 | 0.034593 | 0.031102 | 0.50764 | 0.057166 | 0.063584
351 | 3.5328 | 0.55172 | 0.50476 | 23.9286 | 0.067733 | 43.0986 | 0.122 | 0.03737 | 0.034189 | 0.5398 | 0.061579 | 0.067308
352 | 3.5227 | 0.51791 | 0.53562 | 24.6065 | 0.069851 | 43.4851 | 0.12344 | 0.036176 | 0.037413 | 0.5728 | 0.066118 | 0.063932
353 | 3.5127 | 0.5204 | 0.56676 | 25.2844 | 0.071979 | 43.8292 | 0.12477 | 0.037458 | 0.040795 | 0.6061 | 0.070716 | 0.064931
354 | 3.5028 | 0.60498 | 0.59774 | 25.9623 | 0.074118 | 44.1345 | 0.126 | 0.04484 | 0.044303 | 0.63923 | 0.075313 | 0.076226
355 | 3.493 | 0.6114 | 0.62824 | 26.6402 | 0.076268 | 44.4044 | 0.12713 | 0.04663 | 0.047915 | 0.67185 | 0.079865 | 0.077724
356 | 3.4831 | 0.55387 | 0.65801 | 27.3181 | 0.078429 | 44.6424 | 0.12817 | 0.04344 | 0.051607 | 0.70368 | 0.084335 | 0.070988
357 | 3.4734 | 0.45673 | 0.68676 | 27.996 | 0.080601 | 44.8522 | 0.12913 | 0.036813 | 0.055354 | 0.73443 | 0.088682 | 0.058978
358 | 3.4637 | 0.43006 | 0.71425 | 28.6739 | 0.082784 | 45.0371 | 0.13003 | 0.035602 | 0.059129 | 0.76383 | 0.092871 | 0.055919
359 | 3.454 | 0.46953 | 0.74018 | 29.3518 | 0.084978 | 45.2007 | 0.13086 | 0.0399 | 0.062899 | 0.79156 | 0.096862 | 0.061444
360 | 3.4444 | 0.59817 | 0.7643 | 30.0297 | 0.087183 | 45.3465 | 0.13165 | 0.05215 | 0.066634 | 0.81735 | 0.10062 | 0.07875
361 | 3.4349 | 0.52024 | 0.78634 | 30.7076 | 0.089399 | 45.4774 | 0.1324 | 0.046509 | 0.070298 | 0.84092 | 0.10411 | 0.068879
362 | 3.4254 | 0.5342 | 0.80602 | 31.3855 | 0.091626 | 45.5936 | 0.1331 | 0.048946 | 0.073852 | 0.86197 | 0.10728 | 0.071104
363 | 3.416 | 0.60191 | 0.82308 | 31.968 | 0.093584 | 45.6946 | 0.13377 | 0.056329 | 0.077027 | 0.88021 | 0.1101 | 0.080516
364 | 3.4066 | 0.60628 | 0.83724 | 32.5504 | 0.095551 | 45.78 | 0.13439 | 0.057931 | 0.079999 | 0.89535 | 0.11251 | 0.081476
365 | 3.3973 | 0.62359 | 0.84824 | 33.1329 | 0.097528 | 45.8494 | 0.13496 | 0.060818 | 0.082727 | 0.90712 | 0.11448 | 0.08416
366 | 3.388 | 0.73532 | 0.85592 | 33.7153 | 0.099514 | 45.9024 | 0.13549 | 0.073175 | 0.085176 | 0.91533 | 0.11597 | 0.099626
367 | 3.3787 | 0.72285 | 0.86048 | 34.2977 | 0.10151 | 45.9386 | 0.13596 | 0.073377 | 0.087348 | 0.92021 | 0.11699 | 0.098281
368 | 3.3696 | 0.66759 | 0.86225 | 34.8802 | 0.10352 | 45.9574 | 0.13639 | 0.069106 | 0.089256 | 0.9221 | 0.1176 | 0.091052
369 | 3.3604 | 0.69315 | 0.86157 | 35.4626 | 0.10553 | 45.9585 | 0.13676 | 0.073148 | 0.090921 | 0.92137 | 0.11783 | 0.094798
370 | 3.3514 | 0.75507 | 0.85875 | 36.045 | 0.10755 | 45.9414 | 0.13708 | 0.081211 | 0.092362 | 0.91836 | 0.11772 | 0.10351
371 | 3.3423 | 0.69338 | 0.85411 | 36.6275 | 0.10959 | 45.9066 | 0.13735 | 0.075985 | 0.093599 | 0.91339 | 0.11731 | 0.095235
372 | 3.3333 | 0.67444 | 0.84797 | 37.2099 | 0.11163 | 45.8576 | 0.13757 | 0.075288 | 0.094659 | 0.90683 | 0.11666 | 0.092785
373 | 3.3244 | 0.61886 | 0.84067 | 37.7293 | 0.11349 | 45.7989 | 0.13777 | 0.070236 | 0.095409 | 0.89902 | 0.11582 | 0.085258
374 | 3.3155 | 0.5564 | 0.83252 | 38.2487 | 0.11536 | 45.7349 | 0.13794 | 0.064188 | 0.096042 | 0.89031 | 0.11484 | 0.076751
375 | 3.3067 | 0.5893 | 0.82384 | 38.7681 | 0.11724 | 45.6701 | 0.13812 | 0.069091 | 0.096589 | 0.88102 | 0.11378 | 0.081391
376 | 3.2979 | 0.6748 | 0.81497 | 39.2875 | 0.11913 | 45.6089 | 0.1383 | 0.080389 | 0.097087 | 0.87154 | 0.11271 | 0.093324
377 | 3.2891 | 0.71225 | 0.80621 | 39.8068 | 0.12103 | 45.5558 | 0.1385 | 0.086201 | 0.097572 | 0.86217 | 0.11166 | 0.09865
378 | 3.2804 | 0.85595 | 0.79789 | 40.3262 | 0.12293 | 45.5151 | 0.13875 | 0.10522 | 0.098085 | 0.85327 | 0.11071 | 0.11876
379 | 3.2718 | 0.74389 | 0.79024 | 40.8456 | 0.12484 | 45.4913 | 0.13904 | 0.092869 | 0.098656 | 0.84509 | 0.10988 | 0.10343
380 | 3.2632 | 0.70077 | 0.78345 | 41.365 | 0.12676 | 45.4888 | 0.1394 | 0.088832 | 0.099313 | 0.83783 | 0.10921 | 0.097688
381 | 3.2546 | 0.76383 | 0.77772 | 41.8844 | 0.12869 | 45.511 | 0.13984 | 0.0983 | 0.10009 | 0.8317 | 0.10875 | 0.10681
382 | 3.2461 | 0.58678 | 0.77325 | 42.1289 | 0.12978 | 45.5565 | 0.14034 | 0.076155 | 0.10036 | 0.82692 | 0.10852 | 0.082351
383 | 3.2376 | 0.45499 | 0.77023 | 42.3734 | 0.13088 | 45.6227 | 0.14092 | 0.059549 | 0.10081 | 0.82369 | 0.10854 | 0.064115
384 | 3.2292 | 0.50968 | 0.76886 | 42.618 | 0.13198 | 45.7072 | 0.14154 | 0.067267 | 0.10147 | 0.82223 | 0.10883 | 0.072143
385 | 3.2208 | 0.67355 | 0.76933 | 42.8625 | 0.13308 | 45.8075 | 0.14222 | 0.089637 | 0.10238 | 0.82273 | 0.10942 | 0.095796
386 | 3.2124 | 0.621 | 0.77185 | 43.107 | 0.13419 | 45.9211 | 0.14295 | 0.083331 | 0.10357 | 0.82543 | 0.11033 | 0.088771
387 | 3.2041 | 0.65147 | 0.77661 | 43.3516 | 0.1353 | 46.0453 | 0.14371 | 0.088143 | 0.10507 | 0.83052 | 0.1116 | 0.09362
388 | 3.1959 | 0.63582 | 0.7838 | 43.5961 | 0.13641 | 46.1779 | 0.14449 | 0.086734 | 0.10692 | 0.8382 | 0.11325 | 0.091871
389 | 3.1877 | 0.68543 | 0.79363 | 43.8406 | 0.13753 | 46.3162 | 0.1453 | 0.094269 | 0.10915 | 0.84872 | 0.11531 | 0.099592
390 | 3.1795 | 0.79699 | 0.80628 | 44.0851 | 0.13865 | 46.4578 | 0.14612 | 0.11051 | 0.11179 | 0.86225 | 0.11781 | 0.11645
391 | 3.1714 | 0.85138 | 0.82167 | 44.3297 | 0.13978 | 46.6004 | 0.14694 | 0.11901 | 0.11485 | 0.8787 | 0.12074 | 0.1251
392 | 3.1633 | 0.79493 | 0.83936 | 44.5742 | 0.14091 | 46.7433 | 0.14777 | 0.11202 | 0.11828 | 0.89762 | 0.12403 | 0.11747
393 | 3.1552 | 0.47975 | 0.85891 | 44.8187 | 0.14205 | 46.8857 | 0.1486 | 0.068147 | 0.12201 | 0.91853 | 0.12763 | 0.07129
394 | 3.1472 | 0.49567 | 0.87986 | 45.0633 | 0.14318 | 47.0274 | 0.14943 | 0.070972 | 0.12598 | 0.94093 | 0.13147 | 0.074066
395 | 3.1392 | 0.80772 | 0.90174 | 45.3078 | 0.14433 | 47.1675 | 0.15025 | 0.11658 | 0.13015 | 0.96433 | 0.13549 | 0.12136
396 | 3.1313 | 0.75655 | 0.92411 | 45.5523 | 0.14547 | 47.3058 | 0.15107 | 0.11006 | 0.13443 | 0.98825 | 0.13961 | 0.11429
397 | 3.1234 | 0.42619 | 0.9465 | 45.7968 | 0.14662 | 47.4415 | 0.15189 | 0.06249 | 0.13878 | 1.0122 | 0.14376 | 0.064734
398 | 3.1156 | 0.85249 | 0.96846 | 46.0414 | 0.14778 | 47.5742 | 0.1527 | 0.12598 | 0.14312 | 1.0357 | 0.14788 | 0.13017
399 | 3.1078 | 1.0693 | 0.98954 | 46.2859 | 0.14894 | 47.7033 | 0.1535 | 0.15926 | 0.14738 | 1.0582 | 0.15189 | 0.16413
400 | 3.1 | 1.1141 | 1.0093 | 46.4379 | 0.1498 | 47.8282 | 0.15428 | 0.16689 | 0.15119 | 1.0793 | 0.15572 | 0.17189
401 | 3.0923 | 1.1603 | 1.0272 | 46.5899 | 0.15067 | 47.9492 | 0.15506 | 0.17482 | 0.15477 | 1.0985 | 0.15928 | 0.17992
402 | 3.0846 | 1.2061 | 1.0429 | 46.7419 | 0.15153 | 48.0687 | 0.15584 | 0.18277 | 0.15803 | 1.1153 | 0.16252 | 0.18795
403 | 3.0769 | 1.1613 | 1.056 | 46.8939 | 0.15241 | 48.19 | 0.15662 | 0.17699 | 0.16094 | 1.1293 | 0.16538 | 0.18188
404 | 3.0693 | 1.1801 | 1.0666 | 47.0459 | 0.15328 | 48.3165 | 0.15742 | 0.18088 | 0.16348 | 1.1406 | 0.1679 | 0.18577
405 | 3.0617 | 1.1511 | 1.075 | 47.1979 | 0.15415 | 48.4513 | 0.15825 | 0.17745 | 0.16571 | 1.1496 | 0.17011 | 0.18216
406 | 3.0542 | 1.1227 | 1.0813 | 47.3499 | 0.15503 | 48.5977 | 0.15912 | 0.17406 | 0.16764 | 1.1564 | 0.17206 | 0.17864
407 | 3.0467 | 1.1026 | 1.0859 | 47.5019 | 0.15591 | 48.759 | 0.16004 | 0.17191 | 0.16931 | 1.1613 | 0.1738 | 0.17646
408 | 3.0392 | 1.1514 | 1.089 | 47.6539 | 0.1568 | 48.9384 | 0.16102 | 0.18054 | 0.17076 | 1.1646 | 0.17536 | 0.1854
409 | 3.0318 | 1.2299 | 1.0908 | 47.8058 | 0.15768 | 49.1392 | 0.16208 | 0.19393 | 0.17201 | 1.1666 | 0.1768 | 0.19934
410 | 3.0244 | 1.0485 | 1.0916 | 47.9578 | 0.15857 | 49.3646 | 0.16322 | 0.16626 | 0.1731 | 1.1674 | 0.17817 | 0.17114
411 | 3.017 | 1.1738 | 1.0915 | 48.1098 | 0.15946 | 49.617 | 0.16446 | 0.18718 | 0.17406 | 1.1673 | 0.17951 | 0.19304
412 | 3.0097 | 1.2478 | 1.0909 | 48.2618 | 0.16035 | 49.8948 | 0.16578 | 0.20009 | 0.17493 | 1.1666 | 0.18085 | 0.20686
413 | 3.0024 | 1.1971 | 1.0899 | 48.4138 | 0.16125 | 50.1954 | 0.16718 | 0.19303 | 0.17575 | 1.1656 | 0.18222 | 0.20013
414 | 2.9952 | 1.1842 | 1.0889 | 48.5658 | 0.16215 | 50.5164 | 0.16866 | 0.19201 | 0.17656 | 1.1645 | 0.18365 | 0.19973
415 | 2.988 | 1.2258 | 1.088 | 48.7178 | 0.16305 | 50.8554 | 0.1702 | 0.19986 | 0.17739 | 1.1635 | 0.18517 | 0.20863
416 | 2.9808 | 1.2624 | 1.0873 | 48.8698 | 0.16395 | 51.2098 | 0.1718 | 0.20697 | 0.17827 | 1.1628 | 0.18681 | 0.21688
417 | 2.9736 | 1.2312 | 1.0871 | 49.0218 | 0.16486 | 51.5772 | 0.17345 | 0.20297 | 0.17922 | 1.1626 | 0.18856 | 0.21355
418 | 2.9665 | 1.1777 | 1.0875 | 49.1738 | 0.16576 | 51.9549 | 0.17514 | 0.19522 | 0.18026 | 1.163 | 0.19046 | 0.20626
419 | 2.9594 | 1.2258 | 1.0885 | 49.3258 | 0.16667 | 52.3407 | 0.17686 | 0.20431 | 0.18142 | 1.164 | 0.19251 | 0.2168
420 | 2.9524 | 1.1232 | 1.0903 | 49.4778 | 0.16759 | 52.7319 | 0.17861 | 0.18823 | 0.18271 | 1.1659 | 0.19473 | 0.20061
421 | 2.9454 | 1.2757 | 1.0929 | 49.6298 | 0.1685 | 53.1268 | 0.18037 | 0.21496 | 0.18416 | 1.1688 | 0.19714 | 0.2301
422 | 2.9384 | 1.2583 | 1.0966 | 49.9017 | 0.16983 | 53.5272 | 0.18217 | 0.21369 | 0.18624 | 1.1727 | 0.19977 | 0.22922
423 | 2.9314 | 1.2184 | 1.1014 | 50.1737 | 0.17116 | 53.9355 | 0.18399 | 0.20854 | 0.18852 | 1.1779 | 0.20265 | 0.22417
424 | 2.9245 | 1.2117 | 1.1075 | 50.4456 | 0.17249 | 54.3542 | 0.18586 | 0.20901 | 0.19104 | 1.1844 | 0.20584 | 0.2252
425 | 2.9176 | 1.2488 | 1.1149 | 50.7175 | 0.17383 | 54.7857 | 0.18777 | 0.21708 | 0.19381 | 1.1923 | 0.20936 | 0.23449
426 | 2.9108 | 1.2135 | 1.1239 | 50.9895 | 0.17517 | 55.2325 | 0.18975 | 0.21257 | 0.19687 | 1.2019 | 0.21325 | 0.23026
427 | 2.904 | 1.1724 | 1.1344 | 51.2614 | 0.17652 | 55.697 | 0.1918 | 0.20695 | 0.20024 | 1.2131 | 0.21757 | 0.22486
428 | 2.8972 | 1.1839 | 1.1465 | 51.5334 | 0.17787 | 56.1818 | 0.19392 | 0.21058 | 0.20393 | 1.2261 | 0.22232 | 0.22958
429 | 2.8904 | 1.0963 | 1.1599 | 51.8053 | 0.17923 | 56.6893 | 0.19613 | 0.19649 | 0.20789 | 1.2404 | 0.22749 | 0.21501
430 | 2.8837 | 0.87462 | 1.1743 | 52.0772 | 0.18059 | 57.2219 | 0.19843 | 0.15795 | 0.21207 | 1.2559 | 0.23303 | 0.17355
431 | 2.877 | 0.79394 | 1.1895 | 52.3492 | 0.18196 | 57.7812 | 0.20084 | 0.14446 | 0.21643 | 1.272 | 0.23889 | 0.15945
432 | 2.8704 | 1.3207 | 1.2049 | 52.6211 | 0.18333 | 58.3652 | 0.20334 | 0.24212 | 0.2209 | 1.2886 | 0.24501 | 0.26855
433 | 2.8637 | 1.2288 | 1.2205 | 52.893 | 0.1847 | 58.9707 | 0.20592 | 0.22696 | 0.22543 | 1.3052 | 0.25133 | 0.25304
434 | 2.8571 | 1.1352 | 1.2358 | 53.165 | 0.18608 | 59.5948 | 0.20858 | 0.21124 | 0.22995 | 1.3216 | 0.25776 | 0.23678
435 | 2.8506 | 1.2452 | 1.2505 | 53.4369 | 0.18746 | 60.2344 | 0.21131 | 0.23343 | 0.23442 | 1.3373 | 0.26424 | 0.26312
436 | 2.844 | 1.3659 | 1.2643 | 53.7089 | 0.18885 | 60.8865 | 0.21408 | 0.25795 | 0.23876 | 1.3521 | 0.27067 | 0.29242
437 | 2.8375 | 1.3943 | 1.2769 | 53.9808 | 0.19024 | 61.5482 | 0.21691 | 0.26525 | 0.24292 | 1.3656 | 0.27697 | 0.30243
438 | 2.8311 | 1.2238 | 1.288 | 54.2527 | 0.19163 | 62.2163 | 0.21976 | 0.23452 | 0.24683 | 1.3774 | 0.28306 | 0.26895
439 | 2.8246 | 1.1775 | 1.2972 | 54.5247 | 0.19303 | 62.8878 | 0.22264 | 0.2273 | 0.25041 | 1.3873 | 0.28882 | 0.26216
440 | 2.8182 | 1.3499 | 1.3043 | 54.7966 | 0.19444 | 63.5598 | 0.22553 | 0.26247 | 0.2536 | 1.3948 | 0.29416 | 0.30445
441 | 2.8118 | 1.3313 | 1.3087 | 54.9266 | 0.19534 | 64.2298 | 0.22843 | 0.26006 | 0.25565 | 1.3996 | 0.29895 | 0.30411
442 | 2.8054 | 1.425 | 1.3103 | 55.0567 | 0.19625 | 64.8978 | 0.23133 | 0.27966 | 0.25714 | 1.4012 | 0.30311 | 0.32964
443 | 2.7991 | 1.4453 | 1.3086 | 55.1867 | 0.19716 | 65.5645 | 0.23423 | 0.28495 | 0.25799 | 1.3994 | 0.30651 | 0.33854
444 | 2.7928 | 1.4084 | 1.3032 | 55.3167 | 0.19807 | 66.2306 | 0.23715 | 0.27896 | 0.25813 | 1.3937 | 0.30906 | 0.334
445 | 2.7865 | 1.4619 | 1.2969 | 55.4467 | 0.19898 | 66.8967 | 0.24007 | 0.29089 | 0.25805 | 1.3869 | 0.31134 | 0.35096
446 | 2.7803 | 1.3108 | 1.2984 | 55.5768 | 0.1999 | 67.5633 | 0.24301 | 0.26203 | 0.25955 | 1.3885 | 0.31553 | 0.31854
447 | 2.774 | 1.4903 | 1.3178 | 55.7068 | 0.20081 | 68.2312 | 0.24596 | 0.29927 | 0.26463 | 1.4093 | 0.32413 | 0.36656
448 | 2.7679 | 1.5081 | 1.359 | 55.8368 | 0.20173 | 68.9011 | 0.24893 | 0.30423 | 0.27416 | 1.4533 | 0.3383 | 0.37542
449 | 2.7617 | 1.5045 | 1.4085 | 55.9668 | 0.20265 | 69.5735 | 0.25192 | 0.30489 | 0.28545 | 1.5063 | 0.35484 | 0.37902
450 | 2.7556 | 1.5595 | 1.4497 | 56.0969 | 0.20358 | 70.249 | 0.25494 | 0.31748 | 0.29513 | 1.5503 | 0.36958 | 0.39757
451 | 2.7494 | 1.6173 | 1.4708 | 56.2269 | 0.2045 | 70.9276 | 0.25797 | 0.33074 | 0.30078 | 1.5729 | 0.37942 | 0.41722
452 | 2.7434 | 1.5482 | 1.4747 | 56.3569 | 0.20543 | 71.6052 | 0.26101 | 0.31805 | 0.30296 | 1.5771 | 0.38493 | 0.4041
453 | 2.7373 | 1.4297 | 1.4674 | 56.4869 | 0.20636 | 72.2772 | 0.26404 | 0.29503 | 0.3028 | 1.5692 | 0.38745 | 0.3775
454 | 2.7313 | 1.5335 | 1.4547 | 56.617 | 0.20729 | 72.9388 | 0.26705 | 0.31788 | 0.30154 | 1.5556 | 0.38847 | 0.40952
455 | 2.7253 | 1.5224 | 1.4438 | 56.747 | 0.20822 | 73.5854 | 0.27001 | 0.317 | 0.30064 | 1.5441 | 0.38985 | 0.41106
456 | 2.7193 | 1.5724 | 1.4424 | 56.877 | 0.20916 | 74.2121 | 0.27291 | 0.32888 | 0.3017 | 1.5425 | 0.39365 | 0.42912
457 | 2.7133 | 1.5854 | 1.4561 | 57.007 | 0.2101 | 74.8142 | 0.27573 | 0.33309 | 0.30593 | 1.5572 | 0.40149 | 0.43714
458 | 2.7074 | 1.5514 | 1.4834 | 57.1371 | 0.21104 | 75.3871 | 0.27845 | 0.32741 | 0.31306 | 1.5864 | 0.41305 | 0.43198
459 | 2.7015 | 1.5391 | 1.5211 | 57.2671 | 0.21198 | 75.9259 | 0.28105 | 0.32626 | 0.32244 | 1.6266 | 0.42749 | 0.43256
460 | 2.6957 | 1.5291 | 1.5658 | 57.3971 | 0.21292 | 76.4259 | 0.28352 | 0.32558 | 0.33339 | 1.6744 | 0.44392 | 0.43352
461 | 2.6898 | 1.5827 | 1.6142 | 57.5781 | 0.21406 | 76.8839 | 0.28583 | 0.33879 | 0.34554 | 1.7263 | 0.4614 | 0.45239
462 | 2.684 | 1.5975 | 1.6632 | 57.7591 | 0.2152 | 77.3021 | 0.28801 | 0.34378 | 0.35791 | 1.7786 | 0.47901 | 0.4601
463 | 2.6782 | 1.6031 | 1.7106 | 57.9401 | 0.21634 | 77.6843 | 0.29006 | 0.34682 | 0.37008 | 1.8294 | 0.49619 | 0.465
464 | 2.6724 | 1.5544 | 1.7617 | 58.1211 | 0.21749 | 78.0343 | 0.292 | 0.33806 | 0.38315 | 1.884 | 0.51443 | 0.45388
465 | 2.6667 | 1.535 | 1.8241 | 58.3021 | 0.21863 | 78.3556 | 0.29383 | 0.3356 | 0.39881 | 1.9507 | 0.53599 | 0.45103
466 | 2.6609 | 1.5673 | 1.9027 | 58.483 | 0.21978 | 78.6522 | 0.29558 | 0.34447 | 0.41818 | 2.0348 | 0.5624 | 0.46326
467 | 2.6552 | 1.4973 | 1.9836 | 58.664 | 0.22094 | 78.9278 | 0.29725 | 0.33081 | 0.43825 | 2.1213 | 0.58963 | 0.44508
468 | 2.6496 | 1.5619 | 2.0443 | 58.845 | 0.22209 | 79.186 | 0.29886 | 0.34689 | 0.45402 | 2.1862 | 0.61096 | 0.46679
469 | 2.6439 | 1.5682 | 2.0635 | 59.026 | 0.22325 | 79.4307 | 0.30043 | 0.3501 | 0.46068 | 2.2067 | 0.61993 | 0.47113
470 | 2.6383 | 1.5077 | 2.0289 | 59.207 | 0.22441 | 79.6655 | 0.30196 | 0.33835 | 0.45531 | 2.1697 | 0.61264 | 0.45526
471 | 2.6327 | 1.5331 | 1.9552 | 59.388 | 0.22558 | 79.8937 | 0.30347 | 0.34583 | 0.44106 | 2.0909 | 0.59335 | 0.46525
472 | 2.6271 | 1.6126 | 1.8921 | 59.569 | 0.22675 | 80.1157 | 0.30496 | 0.36565 | 0.42902 | 2.0234 | 0.577 | 0.49177
473 | 2.6216 | 1.5499 | 1.846 | 59.75 | 0.22792 | 80.3315 | 0.30643 | 0.35325 | 0.42074 | 1.9742 | 0.56567 | 0.47493
474 | 2.616 | 1.5671 | 1.7961 | 59.9309 | 0.22909 | 80.5412 | 0.30788 | 0.35901 | 0.41147 | 1.9208 | 0.55297 | 0.48247
475 | 2.6105 | 1.6185 | 1.7238 | 60.1119 | 0.23027 | 80.7447 | 0.3093 | 0.37269 | 0.39693 | 1.8434 | 0.53317 | 0.50061
476 | 2.605 | 1.5631 | 1.6399 | 60.2929 | 0.23145 | 80.9419 | 0.31071 | 0.36177 | 0.37954 | 1.7537 | 0.50953 | 0.48567
477 | 2.5996 | 1.5724 | 1.5725 | 60.4739 | 0.23263 | 81.1328 | 0.3121 | 0.36579 | 0.36582 | 1.6817 | 0.49079 | 0.49075
478 | 2.5941 | 1.623 | 1.5473 | 60.6549 | 0.23381 | 81.3175 | 0.31347 | 0.37948 | 0.36177 | 1.6547 | 0.48501 | 0.50876
479 | 2.5887 | 1.5916 | 1.5597 | 60.8359 | 0.235 | 81.4958 | 0.31481 | 0.37403 | 0.36653 | 1.668 | 0.49101 | 0.50105
480 | 2.5833 | 1.6181 | 1.5879 | 60.9384 | 0.23589 | 81.6678 | 0.31613 | 0.38169 | 0.37458 | 1.6982 | 0.502 | 0.51154
481 | 2.578 | 1.6177 | 1.611 | 61.0409 | 0.23678 | 81.8332 | 0.31743 | 0.38304 | 0.38145 | 1.7228 | 0.51139 | 0.51351
482 | 2.5726 | 1.6236 | 1.6198 | 61.1434 | 0.23767 | 81.9912 | 0.31871 | 0.38588 | 0.38499 | 1.7323 | 0.51626 | 0.51745
483 | 2.5673 | 1.6038 | 1.6124 | 61.2459 | 0.23856 | 82.141 | 0.31995 | 0.38261 | 0.38466 | 1.7243 | 0.51589 | 0.51314
484 | 2.562 | 1.5734 | 1.5868 | 61.3484 | 0.23946 | 82.2814 | 0.32116 | 0.37676 | 0.37996 | 1.6969 | 0.50961 | 0.50532
485 | 2.5567 | 1.5683 | 1.541 | 61.4509 | 0.24035 | 82.4116 | 0.32234 | 0.37694 | 0.37037 | 1.6479 | 0.49671 | 0.50552
486 | 2.5514 | 1.2716 | 1.4782 | 61.5534 | 0.24125 | 82.5307 | 0.32347 | 0.30677 | 0.35662 | 1.5808 | 0.47815 | 0.41132
487 | 2.5462 | 1.4241 | 1.4168 | 61.6559 | 0.24215 | 82.6375 | 0.32455 | 0.34484 | 0.34308 | 1.5152 | 0.45983 | 0.46219
488 | 2.541 | 1.5413 | 1.3779 | 61.7584 | 0.24305 | 82.7312 | 0.32559 | 0.37461 | 0.33489 | 1.4735 | 0.44861 | 0.50183
489 | 2.5358 | 1.4519 | 1.3738 | 61.8609 | 0.24395 | 82.8108 | 0.32657 | 0.35419 | 0.33514 | 1.4692 | 0.44864 | 0.47414
490 | 2.5306 | 1.6224 | 1.3914 | 61.9634 | 0.24486 | 82.8753 | 0.32749 | 0.39725 | 0.34069 | 1.488 | 0.45567 | 0.53132
491 | 2.5255 | 1.5595 | 1.4127 | 62.0659 | 0.24576 | 82.9246 | 0.32835 | 0.38326 | 0.34718 | 1.5107 | 0.46385 | 0.51207
492 | 2.5203 | 1.4869 | 1.4232 | 62.1684 | 0.24667 | 82.961 | 0.32917 | 0.36677 | 0.35106 | 1.522 | 0.46847 | 0.48944
493 | 2.5152 | 1.5903 | 1.4195 | 62.2709 | 0.24758 | 82.988 | 0.32994 | 0.39372 | 0.35142 | 1.518 | 0.46834 | 0.52471
494 | 2.5101 | 1.5525 | 1.3999 | 62.3734 | 0.24849 | 83.0087 | 0.3307 | 0.38578 | 0.34786 | 1.4971 | 0.46294 | 0.51341
495 | 2.5051 | 1.6485 | 1.3656 | 62.4759 | 0.2494 | 83.0265 | 0.33144 | 0.41114 | 0.34059 | 1.4604 | 0.45262 | 0.54637
496 | 2.5 | 1.5676 | 1.3257 | 62.5784 | 0.25031 | 83.0445 | 0.33218 | 0.39239 | 0.33185 | 1.4177 | 0.44037 | 0.52072
497 | 2.495 | 1.5944 | 1.2907 | 62.6809 | 0.25123 | 83.066 | 0.33293 | 0.40056 | 0.32427 | 1.3803 | 0.42972 | 0.53083
498 | 2.49 | 1.5509 | 1.2682 | 62.7834 | 0.25215 | 83.0944 | 0.33372 | 0.39105 | 0.31978 | 1.3563 | 0.42323 | 0.51756
499 | 2.485 | 1.5507 | 1.2572 | 62.8859 | 0.25307 | 83.1328 | 0.33454 | 0.39243 | 0.31815 | 1.3445 | 0.42058 | 0.51878
500 | 2.48 | 1.5451 | 1.2549 | 62.887 | 0.25358 | 83.1846 | 0.33542 | 0.3918 | 0.31821 | 1.342 | 0.42092 | 0.51826
501 | 2.475 | 1.4978 | 1.2587 | 62.8881 | 0.25409 | 83.2519 | 0.33636 | 0.38057 | 0.31982 | 1.3461 | 0.42338 | 0.50381
502 | 2.4701 | 1.4966 | 1.2659 | 62.8892 | 0.2546 | 83.3328 | 0.33736 | 0.38103 | 0.32229 | 1.3537 | 0.42706 | 0.5049
503 | 2.4652 | 1.5653 | 1.2738 | 62.8903 | 0.25511 | 83.4244 | 0.33841 | 0.39933 | 0.32496 | 1.3622 | 0.43106 | 0.52971
504 | 2.4603 | 1.4587 | 1.2806 | 62.8914 | 0.25562 | 83.5237 | 0.33948 | 0.37288 | 0.32736 | 1.3695 | 0.43475 | 0.4952
505 | 2.4554 | 1.5635 | 1.2866 | 62.8925 | 0.25613 | 83.6278 | 0.34058 | 0.40047 | 0.32953 | 1.3759 | 0.43818 | 0.5325
506 | 2.4506 | 1.6264 | 1.292 | 62.8936 | 0.25665 | 83.7338 | 0.34169 | 0.41741 | 0.33158 | 1.3817 | 0.44146 | 0.55572
507 | 2.4458 | 1.556 | 1.2974 | 62.8947 | 0.25716 | 83.8386 | 0.34279 | 0.40014 | 0.33363 | 1.3874 | 0.44472 | 0.53338
508 | 2.4409 | 1.5165 | 1.3031 | 62.8958 | 0.25767 | 83.9394 | 0.34388 | 0.39076 | 0.33577 | 1.3935 | 0.44811 | 0.5215
509 | 2.4361 | 1.5893 | 1.3096 | 62.8969 | 0.25818 | 84.0332 | 0.34494 | 0.41033 | 0.33811 | 1.4005 | 0.45174 | 0.54822
510 | 2.4314 | 1.5481 | 1.3171 | 62.898 | 0.25869 | 84.117 | 0.34596 | 0.40048 | 0.34074 | 1.4086 | 0.45568 | 0.53559
511 | 2.4266 | 1.5769 | 1.3255 | 62.8991 | 0.25921 | 84.1886 | 0.34694 | 0.40874 | 0.34358 | 1.4175 | 0.45987 | 0.54709
512 | 2.4219 | 1.6186 | 1.3345 | 62.9002 | 0.25972 | 84.2494 | 0.34787 | 0.42038 | 0.34659 | 1.4271 | 0.46423 | 0.56306
513 | 2.4172 | 1.5206 | 1.3438 | 62.9013 | 0.26023 | 84.3013 | 0.34876 | 0.3957 | 0.34971 | 1.4371 | 0.46868 | 0.53033
514 | 2.4125 | 1.4885 | 1.3533 | 62.9024 | 0.26074 | 84.3462 | 0.34963 | 0.38811 | 0.35287 | 1.4473 | 0.47316 | 0.52042
515 | 2.4078 | 1.5314 | 1.3627 | 62.9035 | 0.26125 | 84.3863 | 0.35048 | 0.40008 | 0.35601 | 1.4573 | 0.47759 | 0.53672
516 | 2.4031 | 1.5455 | 1.3717 | 62.9046 | 0.26176 | 84.4234 | 0.35131 | 0.40456 | 0.35907 | 1.4669 | 0.4819 | 0.54295
517 | 2.3985 | 1.2594 | 1.3802 | 62.9057 | 0.26228 | 84.4596 | 0.35214 | 0.33031 | 0.36199 | 1.476 | 0.48602 | 0.44349
518 | 2.3938 | 1.4403 | 1.3878 | 62.9068 | 0.26279 | 84.4969 | 0.35298 | 0.37849 | 0.3647 | 1.4842 | 0.48987 | 0.5084
519 | 2.3892 | 1.3957 | 1.3944 | 62.9079 | 0.2633 | 84.5373 | 0.35383 | 0.36749 | 0.36715 | 1.4912 | 0.49338 | 0.49384
520 | 2.3846 | 1.5236 | 1.3997 | 62.9452 | 0.26396 | 84.5829 | 0.3547 | 0.40218 | 0.36947 | 1.4968 | 0.49647 | 0.54042
521 | 2.38 | 1.5346 | 1.4035 | 62.9825 | 0.26463 | 84.6348 | 0.3556 | 0.4061 | 0.37139 | 1.5009 | 0.49907 | 0.54571
522 | 2.3755 | 1.569 | 1.4056 | 63.0198 | 0.26529 | 84.6914 | 0.35652 | 0.41624 | 0.3729 | 1.5032 | 0.50114 | 0.55939
523 | 2.3709 | 1.4789 | 1.4064 | 63.0571 | 0.26596 | 84.7505 | 0.35746 | 0.39333 | 0.37404 | 1.504 | 0.50272 | 0.52864
524 | 2.3664 | 1.5905 | 1.4059 | 63.0944 | 0.26662 | 84.8097 | 0.35839 | 0.42407 | 0.37486 | 1.5035 | 0.50387 | 0.57002
525 | 2.3619 | 1.5781 | 1.4045 | 63.1317 | 0.26729 | 84.8667 | 0.35931 | 0.42181 | 0.37542 | 1.502 | 0.50466 | 0.56703
526 | 2.3574 | 1.5341 | 1.4024 | 63.169 | 0.26796 | 84.9191 | 0.36022 | 0.41108 | 0.37577 | 1.4997 | 0.50516 | 0.55262
527 | 2.3529 | 1.3417 | 1.3997 | 63.2063 | 0.26863 | 84.9646 | 0.3611 | 0.36042 | 0.37598 | 1.4968 | 0.50541 | 0.48449
528 | 2.3485 | 1.5357 | 1.3966 | 63.2436 | 0.2693 | 85.0009 | 0.36194 | 0.41356 | 0.37611 | 1.4936 | 0.5055 | 0.55583
529 | 2.344 | 1.6071 | 1.3935 | 63.2809 | 0.26996 | 85.0255 | 0.36273 | 0.43386 | 0.3762 | 1.4902 | 0.50546 | 0.58294
530 | 2.3396 | 1.5446 | 1.3905 | 63.3182 | 0.27063 | 85.0363 | 0.36346 | 0.41802 | 0.37631 | 1.487 | 0.50539 | 0.5614
531 | 2.3352 | 1.6292 | 1.3878 | 63.3555 | 0.2713 | 85.0319 | 0.36413 | 0.44201 | 0.37652 | 1.4841 | 0.50534 | 0.59324
532 | 2.3308 | 1.5998 | 1.3856 | 63.3928 | 0.27198 | 85.0155 | 0.36474 | 0.43511 | 0.37686 | 1.4818 | 0.5054 | 0.58352
533 | 2.3265 | 1.4286 | 1.3839 | 63.4301 | 0.27265 | 84.9912 | 0.36533 | 0.3895 | 0.37733 | 1.48 | 0.50559 | 0.5219
534 | 2.3221 | 1.5302 | 1.3826 | 63.4674 | 0.27332 | 84.9633 | 0.36589 | 0.41823 | 0.3779 | 1.4786 | 0.5059 | 0.55989
535 | 2.3178 | 1.5535 | 1.3817 | 63.5047 | 0.27399 | 84.9359 | 0.36646 | 0.42565 | 0.37857 | 1.4776 | 0.50633 | 0.56929
536 | 2.3134 | 1.6199 | 1.381 | 63.542 | 0.27467 | 84.9132 | 0.36704 | 0.44493 | 0.37931 | 1.4768 | 0.50688 | 0.59457
537 | 2.3091 | 1.4989 | 1.3805 | 63.5792 | 0.27534 | 84.8994 | 0.36767 | 0.41271 | 0.3801 | 1.4763 | 0.50756 | 0.5511
538 | 2.3048 | 1.5738 | 1.3801 | 63.6165 | 0.27601 | 84.8988 | 0.36835 | 0.43439 | 0.38092 | 1.4759 | 0.50836 | 0.57971
539 | 2.3006 | 1.5352 | 1.3797 | 63.6538 | 0.27669 | 84.9155 | 0.36911 | 0.42477 | 0.38176 | 1.4755 | 0.50927 | 0.56666
540 | 2.2963 | 1.4825 | 1.3794 | 63.6976 | 0.27739 | 84.9536 | 0.36996 | 0.41123 | 0.38262 | 1.4751 | 0.5103 | 0.54846
541 | 2.2921 | 1.4251 | 1.3789 | 63.7413 | 0.2781 | 85.0157 | 0.37092 | 0.39632 | 0.38346 | 1.4746 | 0.51144 | 0.52859
542 | 2.2878 | 1.5511 | 1.3782 | 63.7851 | 0.2788 | 85.0969 | 0.37196 | 0.43245 | 0.38425 | 1.4739 | 0.51263 | 0.57694
543 | 2.2836 | 1.5256 | 1.3773 | 63.8288 | 0.27951 | 85.1905 | 0.37305 | 0.42642 | 0.38496 | 1.4729 | 0.5138 | 0.56913
544 | 2.2794 | 1.5792 | 1.3761 | 63.8726 | 0.28022 | 85.29 | 0.37418 | 0.44252 | 0.3856 | 1.4716 | 0.5149 | 0.5909
545 | 2.2752 | 1.5435 | 1.3747 | 63.9163 | 0.28092 | 85.3887 | 0.3753 | 0.4336 | 0.38618 | 1.4701 | 0.51591 | 0.57927
546 | 2.2711 | 1.5291 | 1.3731 | 63.9601 | 0.28163 | 85.48 | 0.37639 | 0.43064 | 0.3867 | 1.4684 | 0.51681 | 0.57553
547 | 2.2669 | 1.549 | 1.3714 | 64.0038 | 0.28234 | 85.5572 | 0.37742 | 0.43734 | 0.38721 | 1.4666 | 0.5176 | 0.58462
548 | 2.2628 | 1.5049 | 1.3697 | 64.0476 | 0.28305 | 85.6138 | 0.37836 | 0.42596 | 0.3877 | 1.4648 | 0.51824 | 0.56939
549 | 2.2587 | 1.552 | 1.3681 | 64.0913 | 0.28376 | 85.6432 | 0.37918 | 0.44039 | 0.38821 | 1.463 | 0.51875 | 0.58848
550 | 2.2545 | 1.5399 | 1.3665 | 64.1351 | 0.28447 | 85.6386 | 0.37985 | 0.43806 | 0.38874 | 1.4614 | 0.51908 | 0.58493
551 | 2.2505 | 1.5382 | 1.3652 | 64.1788 | 0.28518 | 85.5954 | 0.38035 | 0.43867 | 0.38933 | 1.4599 | 0.51925 | 0.58505
552 | 2.2464 | 1.5697 | 1.3641 | 64.2226 | 0.28589 | 85.5159 | 0.38068 | 0.44877 | 0.38999 | 1.4588 | 0.51929 | 0.59756
553 | 2.2423 | 1.525 | 1.3633 | 64.2664 | 0.28661 | 85.4044 | 0.38088 | 0.43708 | 0.39073 | 1.4579 | 0.51925 | 0.58084
554 | 2.2383 | 1.5549 | 1.3629 | 64.3101 | 0.28732 | 85.2652 | 0.38094 | 0.44676 | 0.39159 | 1.4575 | 0.51919 | 0.59233
555 | 2.2342 | 1.5634 | 1.363 | 64.3539 | 0.28804 | 85.1024 | 0.3809 | 0.45031 | 0.39258 | 1.4576 | 0.51915 | 0.5955
556 | 2.2302 | 1.5366 | 1.3635 | 64.3976 | 0.28875 | 84.9205 | 0.38077 | 0.44369 | 0.3937 | 1.4581 | 0.51917 | 0.58509
557 | 2.2262 | 1.4988 | 1.3644 | 64.4414 | 0.28947 | 84.7235 | 0.38057 | 0.43385 | 0.39495 | 1.4591 | 0.51926 | 0.5704
558 | 2.2222 | 1.531 | 1.3658 | 64.4851 | 0.29018 | 84.5159 | 0.38032 | 0.44427 | 0.39632 | 1.4605 | 0.51942 | 0.58227
559 | 2.2182 | 1.4483 | 1.3675 | 64.5289 | 0.2909 | 84.3017 | 0.38004 | 0.42131 | 0.39779 | 1.4624 | 0.51968 | 0.55041
560 | 2.2143 | 1.474 | 1.3695 | 64.4616 | 0.29112 | 84.0854 | 0.37974 | 0.42911 | 0.39868 | 1.4645 | 0.52004 | 0.55974
561 | 2.2103 | 1.5595 | 1.3718 | 64.3942 | 0.29133 | 83.8695 | 0.37944 | 0.45433 | 0.39964 | 1.467 | 0.52051 | 0.59174
562 | 2.2064 | 1.4847 | 1.3743 | 64.3269 | 0.29155 | 83.6507 | 0.37913 | 0.43286 | 0.40068 | 1.4697 | 0.52104 | 0.56289
563 | 2.2025 | 1.5408 | 1.3771 | 64.2596 | 0.29176 | 83.4237 | 0.37877 | 0.44954 | 0.40178 | 1.4727 | 0.5216 | 0.58361
564 | 2.1986 | 1.5106 | 1.38 | 64.1923 | 0.29197 | 83.1836 | 0.37835 | 0.44105 | 0.40293 | 1.4758 | 0.52214 | 0.57154
565 | 2.1947 | 1.5201 | 1.3831 | 64.125 | 0.29218 | 82.9253 | 0.37784 | 0.44415 | 0.40413 | 1.4791 | 0.52261 | 0.57436
566 | 2.1908 | 1.4374 | 1.3863 | 64.0577 | 0.29239 | 82.6436 | 0.37723 | 0.42029 | 0.40535 | 1.4825 | 0.52296 | 0.54223
567 | 2.1869 | 1.532 | 1.3896 | 63.9904 | 0.2926 | 82.3337 | 0.37648 | 0.44827 | 0.40659 | 1.486 | 0.52314 | 0.57676
568 | 2.1831 | 1.518 | 1.3928 | 63.9231 | 0.29281 | 81.9903 | 0.37557 | 0.44448 | 0.40784 | 1.4895 | 0.52311 | 0.57011
569 | 2.1793 | 1.4807 | 1.3961 | 63.8558 | 0.29302 | 81.6085 | 0.37448 | 0.43387 | 0.40909 | 1.493 | 0.52282 | 0.55449
570 | 2.1754 | 1.4816 | 1.3994 | 63.7885 | 0.29322 | 81.1831 | 0.37318 | 0.43444 | 0.41032 | 1.4965 | 0.52221 | 0.5529
571 | 2.1716 | 1.4331 | 1.4025 | 63.7212 | 0.29343 | 80.7109 | 0.37166 | 0.42051 | 0.41153 | 1.4999 | 0.52126 | 0.53263
572 | 2.1678 | 1.5134 | 1.4056 | 63.6539 | 0.29363 | 80.1961 | 0.36994 | 0.44438 | 0.41271 | 1.5031 | 0.51996 | 0.55986
573 | 2.164 | 1.5198 | 1.4084 | 63.5866 | 0.29383 | 79.6445 | 0.36803 | 0.44657 | 0.41384 | 1.5062 | 0.51835 | 0.55934
574 | 2.1603 | 1.5119 | 1.4111 | 63.5193 | 0.29403 | 79.0621 | 0.36598 | 0.44455 | 0.41492 | 1.5091 | 0.51644 | 0.55333
575 | 2.1565 | 1.4777 | 1.4136 | 63.452 | 0.29423 | 78.4548 | 0.3638 | 0.43479 | 0.41592 | 1.5117 | 0.51427 | 0.53759
576 | 2.1528 | 1.4654 | 1.4158 | 63.3847 | 0.29443 | 77.8285 | 0.36153 | 0.43146 | 0.41685 | 1.5141 | 0.51185 | 0.52978
577 | 2.149 | 1.5023 | 1.4177 | 63.3174 | 0.29463 | 77.1893 | 0.35918 | 0.44262 | 0.4177 | 1.5161 | 0.50921 | 0.53959
578 | 2.1453 | 1.456 | 1.4192 | 63.2501 | 0.29483 | 76.5429 | 0.35679 | 0.42927 | 0.41843 | 1.5178 | 0.50637 | 0.51948
579 | 2.1416 | 1.477 | 1.4204 | 63.1828 | 0.29502 | 75.8953 | 0.35438 | 0.43575 | 0.41905 | 1.519 | 0.50336 | 0.52342
580 | 2.1379 | 1.502 | 1.421 | 62.9746 | 0.29456 | 75.2526 | 0.35199 | 0.44243 | 0.41858 | 1.5197 | 0.50019 | 0.52869
581 | 2.1343 | 1.5089 | 1.4212 | 62.7664 | 0.29409 | 74.6184 | 0.34962 | 0.44375 | 0.41795 | 1.5198 | 0.49687 | 0.52755
582 | 2.1306 | 1.532 | 1.4207 | 62.5582 | 0.29362 | 73.9884 | 0.34727 | 0.44983 | 0.41714 | 1.5193 | 0.49335 | 0.53201
583 | 2.1269 | 1.5479 | 1.4195 | 62.35 | 0.29315 | 73.356 | 0.34489 | 0.45376 | 0.41613 | 1.5181 | 0.48958 | 0.53386
584 | 2.1233 | 1.5448 | 1.4176 | 62.1418 | 0.29267 | 72.7146 | 0.34246 | 0.45211 | 0.41489 | 1.516 | 0.48548 | 0.52904
585 | 2.1197 | 1.5324 | 1.4149 | 61.9336 | 0.29219 | 72.0578 | 0.33995 | 0.44775 | 0.41343 | 1.5132 | 0.48101 | 0.52094
586 | 2.116 | 1.4953 | 1.4114 | 61.7254 | 0.2917 | 71.3789 | 0.33732 | 0.43618 | 0.41171 | 1.5094 | 0.4761 | 0.5044
587 | 2.1124 | 1.5281 | 1.4069 | 61.5172 | 0.29121 | 70.6715 | 0.33455 | 0.445 | 0.40972 | 1.5046 | 0.47069 | 0.51123
588 | 2.1088 | 1.4934 | 1.4015 | 61.309 | 0.29072 | 69.929 | 0.3316 | 0.43417 | 0.40744 | 1.4988 | 0.46473 | 0.49521
589 | 2.1053 | 1.2894 | 1.395 | 61.1008 | 0.29023 | 69.1448 | 0.32844 | 0.37422 | 0.40487 | 1.4918 | 0.45817 | 0.42349
590 | 2.1017 | 1.3709 | 1.3876 | 60.8926 | 0.28973 | 68.3124 | 0.32503 | 0.39719 | 0.40204 | 1.4839 | 0.45103 | 0.44559
591 | 2.0981 | 1.4662 | 1.3795 | 60.6844 | 0.28923 | 67.4276 | 0.32137 | 0.42407 | 0.39899 | 1.4752 | 0.44332 | 0.47119
592 | 2.0946 | 1.4354 | 1.3708 | 60.4762 | 0.28872 | 66.4948 | 0.31746 | 0.41444 | 0.39578 | 1.4659 | 0.43516 | 0.45568
593 | 2.0911 | 1.4561 | 1.3616 | 60.2679 | 0.28822 | 65.521 | 0.31334 | 0.41967 | 0.39244 | 1.4561 | 0.42665 | 0.45625
594 | 2.0875 | 1.4491 | 1.3522 | 60.0597 | 0.28771 | 64.513 | 0.30904 | 0.41691 | 0.38904 | 1.4461 | 0.41788 | 0.44783
595 | 2.084 | 1.4308 | 1.3427 | 59.8515 | 0.28719 | 63.4777 | 0.30459 | 0.41091 | 0.38561 | 1.4359 | 0.40897 | 0.43581
596 | 2.0805 | 1.4745 | 1.3332 | 59.6433 | 0.28667 | 62.4218 | 0.30003 | 0.4227 | 0.3822 | 1.4258 | 0.40001 | 0.44239
597 | 2.0771 | 1.4788 | 1.324 | 59.4351 | 0.28615 | 61.3524 | 0.29538 | 0.42316 | 0.37886 | 1.4159 | 0.39109 | 0.43681
598 | 2.0736 | 1.4607 | 1.3151 | 59.2269 | 0.28563 | 60.2761 | 0.29069 | 0.41721 | 0.37564 | 1.4064 | 0.38229 | 0.42461
599 | 2.0701 | 1.4606 | 1.3068 | 59.0187 | 0.2851 | 59.1998 | 0.28597 | 0.41641 | 0.37257 | 1.3975 | 0.37371 | 0.41769
600 | 2.0667 | 1.4753 | 1.2992 | 58.6626 | 0.28385 | 58.1305 | 0.28128 | 0.41877 | 0.36878 | 1.3894 | 0.36543 | 0.41497
601 | 2.0632 | 1.4579 | 1.2924 | 58.3065 | 0.2826 | 57.0731 | 0.27662 | 0.412 | 0.36523 | 1.3821 | 0.3575 | 0.40328
602 | 2.0598 | 1.436 | 1.2865 | 57.9503 | 0.28134 | 56.0256 | 0.272 | 0.404 | 0.36194 | 1.3758 | 0.34992 | 0.39059
603 | 2.0564 | 1.4664 | 1.2815 | 57.5942 | 0.28008 | 54.9842 | 0.26738 | 0.4107 | 0.35891 | 1.3704 | 0.34264 | 0.39209
604 | 2.053 | 1.4921 | 1.2774 | 57.2381 | 0.2788 | 53.945 | 0.26276 | 0.416 | 0.35615 | 1.3661 | 0.33566 | 0.39207
605 | 2.0496 | 1.4895 | 1.2744 | 56.8819 | 0.27753 | 52.9042 | 0.25812 | 0.41338 | 0.35367 | 1.3628 | 0.32894 | 0.38447
606 | 2.0462 | 1.4822 | 1.2723 | 56.5258 | 0.27625 | 51.8579 | 0.25343 | 0.40945 | 0.35148 | 1.3606 | 0.32245 | 0.37564
607 | 2.0428 | 1.4911 | 1.2714 | 56.1697 | 0.27496 | 50.8023 | 0.24869 | 0.40999 | 0.34958 | 1.3596 | 0.31617 | 0.37081
608 | 2.0395 | 1.4862 | 1.2715 | 55.8135 | 0.27367 | 49.7335 | 0.24385 | 0.40672 | 0.34797 | 1.3598 | 0.31006 | 0.36242
609 | 2.0361 | 1.4749 | 1.2728 | 55.4574 | 0.27237 | 48.6478 | 0.23892 | 0.40171 | 0.34667 | 1.3611 | 0.3041 | 0.35239
610 | 2.0328 | 1.4686 | 1.2753 | 55.1013 | 0.27106 | 47.5412 | 0.23387 | 0.39808 | 0.34568 | 1.3638 | 0.29825 | 0.34346
611 | 2.0295 | 1.4611 | 1.279 | 54.7451 | 0.26975 | 46.4113 | 0.22869 | 0.39413 | 0.345 | 1.3677 | 0.29248 | 0.33414
612 | 2.0261 | 1.4831 | 1.2839 | 54.389 | 0.26844 | 45.2608 | 0.22338 | 0.39812 | 0.34465 | 1.373 | 0.28681 | 0.3313
613 | 2.0228 | 1.4621 | 1.2899 | 54.0328 | 0.26711 | 44.094 | 0.21798 | 0.39055 | 0.34455 | 1.3794 | 0.28118 | 0.31871
614 | 2.0195 | 1.4176 | 1.2966 | 53.6767 | 0.26579 | 42.9149 | 0.2125 | 0.37678 | 0.34461 | 1.3866 | 0.27552 | 0.30124
615 | 2.0163 | 1.4697 | 1.3034 | 53.3206 | 0.26445 | 41.7277 | 0.20696 | 0.38867 | 0.3447 | 1.3939 | 0.26976 | 0.30416
616 | 2.013 | 1.431 | 1.3101 | 52.9644 | 0.26311 | 40.5365 | 0.20137 | 0.37652 | 0.34472 | 1.4011 | 0.26383 | 0.28817
617 | 2.0097 | 1.4128 | 1.3162 | 52.6083 | 0.26177 | 39.3455 | 0.19578 | 0.36983 | 0.34455 | 1.4076 | 0.25769 | 0.27659
618 | 2.0065 | 1.4664 | 1.3213 | 52.2522 | 0.26042 | 38.1587 | 0.19018 | 0.38188 | 0.3441 | 1.4131 | 0.25129 | 0.27888
619 | 2.0032 | 1.4733 | 1.325 | 51.896 | 0.25906 | 36.9805 | 0.1846 | 0.38168 | 0.34325 | 1.417 | 0.2446 | 0.27198
620 | 2 | 1.4739 | 1.3268 | 51.5267 | 0.25763 | 35.8148 | 0.17907 | 0.37973 | 0.34182 | 1.4189 | 0.23759 | 0.26394
621 | 1.9968 | 1.4802 | 1.3263 | 51.1575 | 0.2562 | 34.6652 | 0.17361 | 0.37923 | 0.3398 | 1.4184 | 0.23025 | 0.25697
622 | 1.9936 | 1.4269 | 1.3232 | 50.7882 | 0.25476 | 33.5328 | 0.1682 | 0.36352 | 0.33709 | 1.415 | 0.22256 | 0.24001
623 | 1.9904 | 1.4165 | 1.3174 | 50.4189 | 0.25331 | 32.418 | 0.16287 | 0.35882 | 0.33372 | 1.4088 | 0.21457 | 0.23071
624 | 1.9872 | 1.4118 | 1.31 | 50.0496 | 0.25186 | 31.3213 | 0.15762 | 0.35558 | 0.32995 | 1.401 | 0.20649 | 0.22252
625 | 1.984 | 1.4026 | 1.3021 | 49.6803 | 0.2504 | 30.243 | 0.15243 | 0.35122 | 0.32606 | 1.3925 | 0.19849 | 0.2138
626 | 1.9808 | 1.4012 | 1.2947 | 49.311 | 0.24894 | 29.1837 | 0.14733 | 0.34882 | 0.3223 | 1.3846 | 0.19075 | 0.20644
627 | 1.9777 | 1.4417 | 1.2888 | 48.9417 | 0.24747 | 28.1438 | 0.14231 | 0.35678 | 0.31894 | 1.3783 | 0.18341 | 0.20516
628 | 1.9745 | 1.3631 | 1.2855 | 48.5724 | 0.246 | 27.1236 | 0.13737 | 0.33532 | 0.31622 | 1.3747 | 0.17658 | 0.18725
629 | 1.9714 | 1.4114 | 1.2848 | 48.2031 | 0.24451 | 26.1238 | 0.13251 | 0.34511 | 0.31414 | 1.3739 | 0.17025 | 0.18703
630 | 1.9683 | 1.3924 | 1.2855 | 47.8339 | 0.24303 | 25.1446 | 0.12775 | 0.33839 | 0.3124 | 1.3747 | 0.16422 | 0.17788
631 | 1.9651 | 1.4161 | 1.2863 | 47.4646 | 0.24153 | 24.1866 | 0.12308 | 0.34204 | 0.31069 | 1.3756 | 0.15832 | 0.17429
632 | 1.962 | 1.3638 | 1.286 | 47.0953 | 0.24003 | 23.2502 | 0.1185 | 0.32736 | 0.30869 | 1.3753 | 0.15239 | 0.16161
633 | 1.9589 | 1.4508 | 1.2833 | 46.726 | 0.23853 | 22.3359 | 0.11402 | 0.34606 | 0.3061 | 1.3724 | 0.14632 | 0.16542
634 | 1.9558 | 1.4284 | 1.277 | 46.3567 | 0.23702 | 21.444 | 0.10964 | 0.33856 | 0.30266 | 1.3656 | 0.14001 | 0.15661
635 | 1.9528 | 1.4458 | 1.2674 | 45.9874 | 0.2355 | 20.5752 | 0.10536 | 0.34049 | 0.29847 | 1.3554 | 0.13354 | 0.15234
636 | 1.9497 | 1.4128 | 1.2561 | 45.6181 | 0.23398 | 19.7297 | 0.10119 | 0.33056 | 0.2939 | 1.3433 | 0.12711 | 0.14297
637 | 1.9466 | 1.461 | 1.2447 | 45.2488 | 0.23245 | 18.9082 | 0.097133 | 0.33961 | 0.28933 | 1.3311 | 0.1209 | 0.14191
638 | 1.9436 | 1.4707 | 1.2348 | 44.8795 | 0.23091 | 18.111 | 0.093184 | 0.3396 | 0.28514 | 1.3205 | 0.11507 | 0.13705
639 | 1.9405 | 1.4646 | 1.228 | 44.5103 | 0.22937 | 17.3386 | 0.08935 | 0.33594 | 0.28167 | 1.3132 | 0.10972 | 0.13086
640 | 1.9375 | 1.434 | 1.2256 | 44.141 | 0.22782 | 16.5914 | 0.085633 | 0.3267 | 0.27923 | 1.3107 | 0.10496 | 0.1228
641 | 1.9345 | 1.4348 | 1.2279 | 43.629 | 0.22553 | 15.8698 | 0.082037 | 0.3236 | 0.27693 | 1.3131 | 0.10073 | 0.11771
642 | 1.9315 | 1.4376 | 1.2338 | 43.117 | 0.22323 | 15.1739 | 0.078562 | 0.32092 | 0.27544 | 1.3195 | 0.096933 | 0.11294
643 | 1.9285 | 1.4525 | 1.2428 | 42.605 | 0.22093 | 14.5034 | 0.075207 | 0.3209 | 0.27457 | 1.3291 | 0.093468 | 0.10924
644 | 1.9255 | 1.4462 | 1.2539 | 42.093 | 0.21861 | 13.8583 | 0.071974 | 0.31616 | 0.27413 | 1.341 | 0.090251 | 0.10409
645 | 1.9225 | 1.4567 | 1.2665 | 41.581 | 0.21629 | 13.2384 | 0.068861 | 0.31507 | 0.27392 | 1.3544 | 0.087211 | 0.10031
646 | 1.9195 | 1.415 | 1.2793 | 41.069 | 0.21396 | 12.6437 | 0.06587 | 0.30275 | 0.27371 | 1.3681 | 0.084265 | 0.093205
647 | 1.9165 | 1.4086 | 1.289 | 40.557 | 0.21162 | 12.074 | 0.062999 | 0.29808 | 0.27277 | 1.3785 | 0.081206 | 0.08874
648 | 1.9136 | 1.3952 | 1.2913 | 40.045 | 0.20927 | 11.5292 | 0.060249 | 0.29197 | 0.27022 | 1.3809 | 0.077799 | 0.08406
649 | 1.9106 | 1.3519 | 1.2829 | 39.533 | 0.20691 | 11.0092 | 0.057621 | 0.27972 | 0.26545 | 1.372 | 0.073922 | 0.077897
650 | 1.9077 | 1.3594 | 1.2668 | 39.021 | 0.20455 | 10.5138 | 0.055113 | 0.27806 | 0.25912 | 1.3548 | 0.069818 | 0.07492
651 | 1.9048 | 1.4447 | 1.248 | 38.509 | 0.20217 | 10.0429 | 0.052725 | 0.29208 | 0.25232 | 1.3347 | 0.065802 | 0.076172
652 | 1.9018 | 1.3871 | 1.231 | 37.997 | 0.19979 | 9.5953 | 0.050453 | 0.27713 | 0.24593 | 1.3164 | 0.062105 | 0.069983
653 | 1.8989 | 1.4311 | 1.2167 | 37.485 | 0.1974 | 9.17 | 0.04829 | 0.2825 | 0.24018 | 1.3012 | 0.058755 | 0.069108
654 | 1.896 | 1.4153 | 1.2052 | 36.973 | 0.195 | 8.7658 | 0.046232 | 0.27599 | 0.23502 | 1.2889 | 0.055721 | 0.065433
655 | 1.8931 | 1.3499 | 1.1965 | 36.461 | 0.1926 | 8.3815 | 0.044273 | 0.25999 | 0.23045 | 1.2796 | 0.052974 | 0.059764
656 | 1.8902 | 1.1851 | 1.1906 | 35.949 | 0.19018 | 8.0159 | 0.042407 | 0.22538 | 0.22643 | 1.2732 | 0.050489 | 0.050256
657 | 1.8874 | 1.2393 | 1.1874 | 35.4369 | 0.18776 | 7.668 | 0.040628 | 0.23269 | 0.22294 | 1.2698 | 0.04824 | 0.05035
658 | 1.8845 | 1.3855 | 1.1867 | 34.925 | 0.18533 | 7.3365 | 0.038931 | 0.25677 | 0.21994 | 1.2691 | 0.046201 | 0.053938
659 | 1.8816 | 1.3905 | 1.1884 | 34.4676 | 0.18318 | 7.0202 | 0.037309 | 0.25471 | 0.21768 | 1.2708 | 0.044336 | 0.051878
660 | 1.8788 | 1.3992 | 1.1917 | 34.0103 | 0.18102 | 6.7181 | 0.035758 | 0.25329 | 0.21572 | 1.2744 | 0.042612 | 0.050032
661 | 1.8759 | 1.3933 | 1.1962 | 33.553 | 0.17886 | 6.4292 | 0.034272 | 0.2492 | 0.21395 | 1.2792 | 0.040996 | 0.047751
662 | 1.8731 | 1.3819 | 1.2015 | 33.0956 | 0.17669 | 6.153 | 0.032849 | 0.24417 | 0.21229 | 1.2849 | 0.039468 | 0.045394
663 | 1.8703 | 1.3844 | 1.207 | 32.6383 | 0.17451 | 5.8896 | 0.03149 | 0.24159 | 0.21063 | 1.2908 | 0.038009 | 0.043595
664 | 1.8675 | 1.3967 | 1.2123 | 32.181 | 0.17232 | 5.6387 | 0.030194 | 0.24068 | 0.2089 | 1.2964 | 0.036604 | 0.042172
665 | 1.8647 | 1.4214 | 1.2168 | 31.7236 | 0.17013 | 5.4002 | 0.028961 | 0.24182 | 0.20702 | 1.3013 | 0.035239 | 0.041165
666 | 1.8619 | 1.4203 | 1.2201 | 31.2663 | 0.16793 | 5.1739 | 0.027789 | 0.23851 | 0.2049 | 1.3048 | 0.033906 | 0.039469
667 | 1.8591 | 1.4102 | 1.2217 | 30.809 | 0.16572 | 4.9598 | 0.026679 | 0.2337 | 0.20246 | 1.3065 | 0.032594 | 0.037623
668 | 1.8563 | 1.415 | 1.2211 | 30.3517 | 0.16351 | 4.7577 | 0.02563 | 0.23136 | 0.19967 | 1.3059 | 0.031298 | 0.036267
669 | 1.8535 | 1.4394 | 1.2187 | 29.8943 | 0.16128 | 4.5675 | 0.024642 | 0.23215 | 0.19655 | 1.3032 | 0.03003 | 0.03547
670 | 1.8507 | 1.4196 | 1.2149 | 29.437 | 0.15905 | 4.3889 | 0.023714 | 0.22579 | 0.19323 | 1.2992 | 0.02881 | 0.033665
671 | 1.848 | 1.4169 | 1.2104 | 28.9797 | 0.15682 | 4.2218 | 0.022846 | 0.22219 | 0.1898 | 1.2944 | 0.027651 | 0.03237
672 | 1.8452 | 1.3972 | 1.2058 | 28.5223 | 0.15457 | 4.0657 | 0.022034 | 0.21597 | 0.18638 | 1.2894 | 0.026567 | 0.030785
673 | 1.8425 | 1.4094 | 1.2017 | 28.065 | 0.15232 | 3.9199 | 0.021275 | 0.21468 | 0.18304 | 1.2851 | 0.025565 | 0.029985
674 | 1.8398 | 1.4074 | 1.1987 | 27.6077 | 0.15006 | 3.7837 | 0.020566 | 0.2112 | 0.17988 | 1.2819 | 0.024653 | 0.028945
675 | 1.837 | 1.3958 | 1.1975 | 27.1503 | 0.14779 | 3.6566 | 0.019905 | 0.20629 | 0.17698 | 1.2806 | 0.023836 | 0.027783
676 | 1.8343 | 1.412 | 1.1986 | 26.693 | 0.14552 | 3.5378 | 0.019286 | 0.20547 | 0.17443 | 1.2818 | 0.023118 | 0.027233
677 | 1.8316 | 1.3991 | 1.2028 | 26.2809 | 0.14348 | 3.4267 | 0.018709 | 0.20075 | 0.17258 | 1.2863 | 0.022502 | 0.026175
678 | 1.8289 | 1.4066 | 1.2105 | 25.8687 | 0.14144 | 3.3227 | 0.018168 | 0.19895 | 0.17121 | 1.2945 | 0.021991 | 0.025555
679 | 1.8262 | 1.3947 | 1.2224 | 25.4565 | 0.1394 | 3.2251 | 0.01766 | 0.19441 | 0.17039 | 1.3072 | 0.021587 | 0.024631
680 | 1.8235 | 1.3969 | 1.2387 | 25.0444 | 0.13734 | 3.1334 | 0.017183 | 0.19185 | 0.17013 | 1.3247 | 0.021285 | 0.024003
681 | 1.8209 | 1.3915 | 1.2582 | 24.6322 | 0.13528 | 3.0469 | 0.016733 | 0.18824 | 0.17021 | 1.3456 | 0.021054 | 0.023284
682 | 1.8182 | 1.3981 | 1.2789 | 24.2201 | 0.13321 | 2.9653 | 0.016309 | 0.18624 | 0.17036 | 1.3676 | 0.020858 | 0.022802
683 | 1.8155 | 1.383 | 1.2987 | 23.8079 | 0.13114 | 2.8887 | 0.015911 | 0.18136 | 0.17031 | 1.3889 | 0.020664 | 0.022005
684 | 1.8129 | 1.3739 | 1.3158 | 23.3958 | 0.12905 | 2.8167 | 0.015537 | 0.17731 | 0.16981 | 1.4071 | 0.020444 | 0.021347
685 | 1.8102 | 1.3748 | 1.3282 | 22.9836 | 0.12697 | 2.7493 | 0.015188 | 0.17455 | 0.16863 | 1.4204 | 0.020172 | 0.02088
686 | 1.8076 | 1.3438 | 1.3342 | 22.5715 | 0.12487 | 2.6863 | 0.014861 | 0.1678 | 0.1666 | 1.4268 | 0.019827 | 0.01997
687 | 1.8049 | 0.96824 | 1.333 | 22.1593 | 0.12277 | 2.6275 | 0.014557 | 0.11887 | 0.16365 | 1.4255 | 0.019404 | 0.014095
688 | 1.8023 | 1.1206 | 1.324 | 21.7471 | 0.12066 | 2.5728 | 0.014275 | 0.13521 | 0.15976 | 1.416 | 0.0189 | 0.015996
689 | 1.7997 | 1.1278 | 1.3069 | 21.335 | 0.11855 | 2.522 | 0.014013 | 0.1337 | 0.15493 | 1.3977 | 0.018314 | 0.015804
690 | 1.7971 | 1.1821 | 1.2811 | 20.9228 | 0.11643 | 2.475 | 0.013772 | 0.13763 | 0.14915 | 1.37 | 0.017644 | 0.01628
691 | 1.7945 | 1.2333 | 1.246 | 20.5107 | 0.1143 | 2.4316 | 0.01355 | 0.14096 | 0.14242 | 1.3325 | 0.016884 | 0.016712
692 | 1.7919 | 1.2689 | 1.2033 | 20.0985 | 0.11216 | 2.3916 | 0.013347 | 0.14232 | 0.13496 | 1.2868 | 0.01606 | 0.016936
693 | 1.7893 | 1.2609 | 1.1605 | 19.6864 | 0.11002 | 2.3549 | 0.013161 | 0.13873 | 0.12768 | 1.241 | 0.015273 | 0.016594
694 | 1.7867 | 1.2464 | 1.1264 | 19.2742 | 0.10787 | 2.3211 | 0.012991 | 0.13445 | 0.12151 | 1.2046 | 0.014634 | 0.016192
695 | 1.7842 | 1.2714 | 1.1065 | 18.8621 | 0.10572 | 2.2902 | 0.012836 | 0.13441 | 0.11698 | 1.1833 | 0.014204 | 0.01632
696 | 1.7816 | 1.2684 | 1.0959 | 18.4499 | 0.10356 | 2.2619 | 0.012696 | 0.13135 | 0.11349 | 1.1719 | 0.013913 | 0.016103
697 | 1.7791 | 1.3403 | 1.0877 | 18.0378 | 0.10139 | 2.2359 | 0.012568 | 0.13589 | 0.11029 | 1.1633 | 0.013671 | 0.016845
698 | 1.7765 | 1.3192 | 1.0772 | 17.7336 | 0.099823 | 2.2122 | 0.012452 | 0.13169 | 0.10753 | 1.152 | 0.013414 | 0.016427
699 | 1.774 | 1.2918 | 1.0647 | 17.4295 | 0.098252 | 2.1904 | 0.012347 | 0.12692 | 0.10461 | 1.1386 | 0.013147 | 0.01595
700 | 1.7714 | 1.2823 | 1.0517 | 17.1254 | 0.096676 | 2.1704 | 0.012252 | 0.12397 | 0.10167 | 1.1247 | 0.012885 | 0.015711
701 | 1.7689 | 1.2659 | 1.0395 | 16.8213 | 0.095094 | 2.1519 | 0.012165 | 0.12038 | 0.098849 | 1.1116 | 0.012646 | 0.0154
702 | 1.7664 | 1.2674 | 1.0296 | 16.5171 | 0.093508 | 2.135 | 0.012087 | 0.11851 | 0.09628 | 1.1011 | 0.012445 | 0.015319
703 | 1.7639 | 1.2747 | 1.0236 | 16.213 | 0.091917 | 2.1193 | 0.012015 | 0.11717 | 0.094086 | 1.0946 | 0.012299 | 0.015316
704 | 1.7614 | 1.3078 | 1.0228 | 15.9089 | 0.090321 | 2.1048 | 0.01195 | 0.11812 | 0.092384 | 1.0938 | 0.012223 | 0.015628
705 | 1.7589 | 1.3214 | 1.0291 | 15.6048 | 0.088721 | 2.0914 | 0.011891 | 0.11724 | 0.091298 | 1.1005 | 0.012236 | 0.015713
706 | 1.7564 | 1.3144 | 1.0438 | 15.3006 | 0.087115 | 2.079 | 0.011837 | 0.1145 | 0.090935 | 1.1163 | 0.012356 | 0.015558
707 | 1.7539 | 1.309 | 1.0679 | 14.9965 | 0.085504 | 2.0673 | 0.011787 | 0.11193 | 0.091313 | 1.1421 | 0.012588 | 0.015429
708 | 1.7514 | 1.3048 | 1.1004 | 14.6924 | 0.083889 | 2.0564 | 0.011741 | 0.10946 | 0.09231 | 1.1768 | 0.01292 | 0.01532
709 | 1.7489 | 1.3095 | 1.14 | 14.3883 | 0.082268 | 2.046 | 0.011699 | 0.10773 | 0.093786 | 1.2191 | 0.013336 | 0.015319
710 | 1.7465 | 1.3175 | 1.1818 | 14.0841 | 0.080643 | 2.0361 | 0.011658 | 0.10625 | 0.095306 | 1.2639 | 0.013778 | 0.01536
711 | 1.744 | 1.3155 | 1.2143 | 13.78 | 0.079013 | 2.0265 | 0.011619 | 0.10394 | 0.095944 | 1.2986 | 0.014109 | 0.015285
712 | 1.7416 | 1.3071 | 1.2254 | 13.4759 | 0.077378 | 2.0172 | 0.011583 | 0.10114 | 0.094816 | 1.3104 | 0.014193 | 0.01514
713 | 1.7391 | 1.2918 | 1.2127 | 13.1718 | 0.075738 | 2.0083 | 0.011548 | 0.097838 | 0.091845 | 1.2969 | 0.014004 | 0.014917
714 | 1.7367 | 1.3029 | 1.1886 | 12.8676 | 0.074093 | 1.9998 | 0.011515 | 0.096535 | 0.088068 | 1.2711 | 0.013687 | 0.015003
715 | 1.7343 | 1.2587 | 1.1586 | 12.5635 | 0.072443 | 1.9917 | 0.011484 | 0.091184 | 0.083933 | 1.239 | 0.013306 | 0.014455
716 | 1.7318 | 1.2716 | 1.1252 | 12.2594 | 0.070788 | 1.984 | 0.011456 | 0.090014 | 0.079647 | 1.2032 | 0.01289 | 0.014567
717 | 1.7294 | 1.1071 | 1.0908 | 11.9553 | 0.069128 | 1.9767 | 0.01143 | 0.076532 | 0.075402 | 1.1665 | 0.012467 | 0.012654
718 | 1.727 | 1.0296 | 1.058 | 11.6511 | 0.067464 | 1.97 | 0.011407 | 0.069461 | 0.071375 | 1.1314 | 0.012068 | 0.011744
719 | 1.7246 | 0.92318 | 1.0293 | 11.347 | 0.065794 | 1.9637 | 0.011386 | 0.06074 | 0.067721 | 1.1007 | 0.01172 | 0.010512
720 | 1.7222 | 0.9855 | 1.007 | 11.0429 | 0.06412 | 1.958 | 0.011369 | 0.06319 | 0.064567 | 1.0769 | 0.011448 | 0.011204
721 | 1.7198 | 1.0861 | 0.99175 | 10.7388 | 0.062441 | 1.9528 | 0.011354 | 0.067817 | 0.061926 | 1.0606 | 0.011261 | 0.012332
722 | 1.7175 | 1.2407 | 0.9839 | 10.4346 | 0.060757 | 1.948 | 0.011342 | 0.075381 | 0.059778 | 1.0522 | 0.01116 | 0.014072
723 | 1.7151 | 1.1444 | 0.98368 | 10.1305 | 0.059067 | 1.9436 | 0.011332 | 0.067597 | 0.058103 | 1.052 | 0.011147 | 0.012969
724 | 1.7127 | 1.0555 | 0.99134 | 9.8264 | 0.057373 | 1.9393 | 0.011323 | 0.060558 | 0.056877 | 1.0602 | 0.011225 | 0.011952
725 | 1.7103 | 1.038 | 1.0071 | 9.5223 | 0.055675 | 1.9353 | 0.011315 | 0.05779 | 0.056072 | 1.077 | 0.011396 | 0.011745
726 | 1.708 | 1.0813 | 1.0308 | 9.2181 | 0.053971 | 1.9312 | 0.011307 | 0.058359 | 0.055634 | 1.1024 | 0.011655 | 0.012226
727 | 1.7056 | 1.085 | 1.06 | 8.914 | 0.052262 | 1.9271 | 0.011298 | 0.056704 | 0.055396 | 1.1335 | 0.011976 | 0.012259
728 | 1.7033 | 1.04 | 1.0917 | 8.719 | 0.051189 | 1.9227 | 0.011288 | 0.053236 | 0.055882 | 1.1675 | 0.012323 | 0.01174
729 | 1.701 | 1.0466 | 1.1231 | 8.5239 | 0.050113 | 1.9181 | 0.011277 | 0.052448 | 0.056279 | 1.201 | 0.012664 | 0.011802
730 | 1.6986 | 1.1285 | 1.1511 | 8.3289 | 0.049033 | 1.9131 | 0.011263 | 0.055334 | 0.056444 | 1.2311 | 0.012965 | 0.01271
731 | 1.6963 | 1.0703 | 1.1731 | 8.1339 | 0.04795 | 1.9076 | 0.011246 | 0.051321 | 0.05625 | 1.2545 | 0.013192 | 0.012036
732 | 1.694 | 1.1534 | 1.1854 | 7.9388 | 0.046865 | 1.9016 | 0.011226 | 0.054054 | 0.055554 | 1.2677 | 0.013307 | 0.012948
733 | 1.6917 | 1.1962 | 1.1833 | 7.7438 | 0.045776 | 1.8952 | 0.011203 | 0.054757 | 0.054169 | 1.2655 | 0.013257 | 0.013401
734 | 1.6894 | 1.2357 | 1.1618 | 7.5487 | 0.044684 | 1.8884 | 0.011178 | 0.055216 | 0.051914 | 1.2424 | 0.012987 | 0.013813
735 | 1.6871 | 1.2178 | 1.1214 | 7.3537 | 0.043589 | 1.8813 | 0.011151 | 0.053082 | 0.048882 | 1.1993 | 0.012505 | 0.01358
736 | 1.6848 | 1.2059 | 1.0801 | 7.1587 | 0.04249 | 1.8737 | 0.011122 | 0.051239 | 0.045894 | 1.1551 | 0.012013 | 0.013411
737 | 1.6825 | 1.2039 | 1.0588 | 6.9636 | 0.041389 | 1.8659 | 0.01109 | 0.049828 | 0.043823 | 1.1323 | 0.011743 | 0.013352
738 | 1.6802 | 1.2269 | 1.0669 | 6.7686 | 0.040284 | 1.8579 | 0.011057 | 0.049424 | 0.04298 | 1.141 | 0.011797 | 0.013566
739 | 1.6779 | 1.1905 | 1.0881 | 6.5736 | 0.039176 | 1.8495 | 0.011023 | 0.046639 | 0.042626 | 1.1636 | 0.011993 | 0.013122
740 | 1.6757 | 1.2195 | 1.1024 | 6.3785 | 0.038065 | 1.841 | 0.010987 | 0.046421 | 0.041962 | 1.1789 | 0.012111 | 0.013398
741 | 1.6734 | 1.2148 | 1.098 | 6.1835 | 0.036951 | 1.8323 | 0.01095 | 0.044888 | 0.040574 | 1.1743 | 0.012023 | 0.013302
742 | 1.6712 | 1.2153 | 1.0814 | 5.9884 | 0.035834 | 1.8235 | 0.010912 | 0.043549 | 0.03875 | 1.1564 | 0.011799 | 0.013261
743 | 1.6689 | 1.2405 | 1.061 | 5.7934 | 0.034714 | 1.8146 | 0.010873 | 0.043062 | 0.03683 | 1.1346 | 0.011536 | 0.013488
744 | 1.6667 | 1.2503 | 1.0426 | 5.5984 | 0.03359 | 1.8056 | 0.010833 | 0.041998 | 0.03502 | 1.1149 | 0.011295 | 0.013545
745 | 1.6644 | 1.2497 | 1.027 | 5.4033 | 0.032464 | 1.7965 | 0.010794 | 0.04057 | 0.033339 | 1.0983 | 0.011085 | 0.013489
746 | 1.6622 | 1.247 | 1.0144 | 5.2083 | 0.031334 | 1.7875 | 0.010754 | 0.039073 | 0.031786 | 1.0849 | 0.010909 | 0.01341
747 | 1.66 | 1.2477 | 1.0053 | 5.0132 | 0.030201 | 1.7785 | 0.010714 | 0.037681 | 0.030361 | 1.0751 | 0.010771 | 0.013368
748 | 1.6578 | 1.2401 | 0.99983 | 4.8182 | 0.029065 | 1.7695 | 0.010674 | 0.036043 | 0.02906 | 1.0692 | 0.010673 | 0.013237
749 | 1.6555 | 1.2357 | 0.99834 | 4.6232 | 0.027925 | 1.7607 | 0.010635 | 0.034507 | 0.027879 | 1.0676 | 0.010617 | 0.013142
750 | 1.6533 | 1.2341 | 1.0003 | 4.4281 | 0.026783 | 1.752 | 0.010597 | 0.033053 | 0.02679 | 1.0697 | 0.010599 | 0.013077
751 | 1.6511 | 1.2286 | 1.004 | 4.2331 | 0.025638 |  | 0 | 0.031498 | 0.02574 | 1.0737 | 0 | 0
752 | 1.6489 | 1.233 | 1.0078 | 4.1317 | 0.025057 |  | 0 | 0.030895 | 0.025252 | 1.0778 | 0 | 0
753 | 1.6467 | 1.2266 | 1.0101 | 4.0302 | 0.024474 |  | 0 | 0.03002 | 0.02472 | 1.0802 | 0 | 0
754 | 1.6446 | 1.242 | 1.009 | 3.9288 | 0.02389 |  | 0 | 0.029671 | 0.024106 | 1.0791 | 0 | 0
755 | 1.6424 | 1.2383 | 1.0032 | 3.8274 | 0.023304 |  | 0 | 0.028857 | 0.023379 | 1.0729 | 0 | 0
756 | 1.6402 | 1.2232 | 0.99524 | 3.7259 | 0.022716 |  | 0 | 0.027787 | 0.022608 | 1.0643 | 0 | 0
757 | 1.638 | 1.2221 | 0.99183 | 3.6245 | 0.022127 |  | 0 | 0.027042 | 0.021946 | 1.0607 | 0 | 0
758 | 1.6359 | 1.2295 | 0.99991 | 3.5231 | 0.021536 |  | 0 | 0.026479 | 0.021534 | 1.0693 | 0 | 0
759 | 1.6337 | 1.1945 | 1.0264 | 3.4217 | 0.020944 |  | 0 | 0.025017 | 0.021497 | 1.0977 | 0 | 0
760 | 1.6316 | 0.26604 | 1.0783 | 3.3202 | 0.02035 |  | 0 | 0.0054139 | 0.021942 | 1.1531 | 0 | 0
761 | 1.6294 | 0.15396 | 1.1633 | 3.2188 | 0.019754 |  | 0 | 0.0030413 | 0.022979 | 1.244 | 0 | 0
762 | 1.6273 | 0.68766 | 1.3024 | 3.1174 | 0.019157 |  | 0 | 0.013173 | 0.024951 | 1.3928 | 0 | 0
763 | 1.6252 | 0.37952 | 1.4894 | 3.0159 | 0.018558 |  | 0 | 0.0070431 | 0.02764 | 1.5928 | 0 | 0
764 | 1.623 | 0.53878 | 1.6144 | 2.9145 | 0.017957 |  | 0 | 0.009675 | 0.028991 | 1.7265 | 0 | 0
765 | 1.6209 | 0.68601 | 1.6323 | 2.8131 | 0.017355 |  | 0 | 0.011906 | 0.028329 | 1.7456 | 0 | 0
766 | 1.6188 | 0.81461 | 1.548 | 2.7117 | 0.016751 |  | 0 | 0.013646 | 0.025931 | 1.6555 | 0 | 0
767 | 1.6167 | 0.97417 | 1.3751 | 2.6102 | 0.016146 |  | 0 | 0.015729 | 0.022201 | 1.4705 | 0 | 0
768 | 1.6146 | 1.1138 | 1.1856 | 2.5088 | 0.015538 |  | 0 | 0.017307 | 0.018422 | 1.2679 | 0 | 0
769 | 1.6125 | 1.1278 | 1.0428 | 2.4074 | 0.01493 |  | 0 | 0.016838 | 0.015568 | 1.1152 | 0 | 0
770 | 1.6104 | 1.1608 | 0.94857 | 2.306 | 0.014319 |  | 0 | 0.016622 | 0.013583 | 1.0144 | 0 | 0
771 | 1.6083 | 1.1686 | 0.89137 | 2.2045 | 0.013707 |  | 0 | 0.016018 | 0.012218 | 0.95324 | 0 | 0
772 | 1.6062 | 1.1778 | 0.85599 | 2.1031 | 0.013093 |  | 0 | 0.015421 | 0.011208 | 0.91541 | 0 | 0
773 | 1.6041 | 1.1771 | 0.82901 | 2.0017 | 0.012478 |  | 0 | 0.014688 | 0.010344 | 0.88655 | 0 | 0
774 | 1.6021 | 1.1771 | 0.8067 | 1.9002 | 0.011861 |  | 0 | 0.013962 | 0.0095684 | 0.86269 | 0 | 0
775 | 1.6 | 1.1771 | 0.78857 | 1.7988 | 0.011243 |  | 0 | 0.013234 | 0.0088655 | 0.84331 | 0 | 0
776 | 1.5979 | 1.1798 | 0.77413 | 1.7512 | 0.010959 |  | 0 | 0.012929 | 0.0084837 | 0.82786 | 0 | 0
777 | 1.5959 | 1.1727 | 0.76291 | 1.7035 | 0.010675 |  | 0 | 0.012518 | 0.0081438 | 0.81586 | 0 | 0
778 | 1.5938 | 1.1713 | 0.7544 | 1.6559 | 0.01039 |  | 0 | 0.012169 | 0.0078379 | 0.80676 | 0 | 0
779 | 1.5918 | 1.1765 | 0.74814 | 1.6083 | 0.010104 |  | 0 | 0.011887 | 0.007559 | 0.80007 | 0 | 0
780 | 1.5897 | 1.1636 | 0.74363 | 1.5607 | 0.0098171 |  | 0 | 0.011423 | 0.0073003 | 0.79525 | 0 | 0
781 | 1.5877 | 1.1607 | 0.74039 | 1.513 | 0.0095297 |  | 0 | 0.011061 | 0.0070557 | 0.79178 | 0 | 0
782 | 1.5857 | 1.1662 | 0.73794 | 1.4654 | 0.0092415 |  | 0 | 0.010777 | 0.0068196 | 0.78916 | 0 | 0
783 | 1.5837 | 1.1614 | 0.73579 | 1.4178 | 0.0089525 |  | 0 | 0.010397 | 0.0065872 | 0.78686 | 0 | 0
784 | 1.5816 | 1.1536 | 0.73349 | 1.3701 | 0.0086628 |  | 0 | 0.0099934 | 0.0063541 | 0.7844 | 0 | 0
785 | 1.5796 | 1.1586 | 0.73374 | 1.3225 | 0.0083724 |  | 0 | 0.0097002 | 0.0061431 | 0.78467 | 0 | 0
786 | 1.5776 | 1.1592 | 0.74452 | 1.2749 | 0.0080811 |  | 0 | 0.0093676 | 0.0060166 | 0.7962 | 0 | 0
787 | 1.5756 | 1.145 | 0.77404 | 1.2273 | 0.0077891 |  | 0 | 0.0089185 | 0.0060291 | 0.82777 | 0 | 0
788 | 1.5736 | 1.1305 | 0.81864 | 1.1796 | 0.0074963 |  | 0 | 0.0084746 | 0.0061368 | 0.87546 | 0 | 0
789 | 1.5716 | 1.1257 | 0.85925 | 1.132 | 0.0072028 |  | 0 | 0.0081082 | 0.006189 | 0.91889 | 0 | 0
790 | 1.5696 | 1.091 | 0.87647 | 1.0844 | 0.0069085 |  | 0 | 0.0075371 | 0.0060551 | 0.93731 | 0 | 0
791 | 1.5676 | 1.1058 | 0.867 | 1.0367 | 0.0066134 |  | 0 | 0.0073131 | 0.0057338 | 0.92718 | 0 | 0
792 | 1.5657 | 1.0953 | 0.84366 | 0.98911 | 0.0063175 |  | 0 | 0.0069196 | 0.0053299 | 0.90222 | 0 | 0
793 | 1.5637 | 1.0875 | 0.81954 | 0.94148 | 0.0060209 |  | 0 | 0.0065478 | 0.0049344 | 0.87643 | 0 | 0
794 | 1.5617 | 1.0972 | 0.80133 | 0.89385 | 0.0057235 |  | 0 | 0.0062799 | 0.0045864 | 0.85695 | 0 | 0
795 | 1.5597 | 1.0932 | 0.79083 | 0.84622 | 0.0054254 |  | 0 | 0.005931 | 0.0042905 | 0.84572 | 0 | 0
796 | 1.5578 | 1.0742 | 0.78938 | 0.79859 | 0.0051264 |  | 0 | 0.0055068 | 0.0040467 | 0.84417 | 0 | 0
797 | 1.5558 | 1.0913 | 0.79472 | 0.75096 | 0.0048267 |  | 0 | 0.0052674 | 0.0038359 | 0.84988 | 0 | 0
798 | 1.5539 | 1.1121 | 0.80251 | 0.70333 | 0.0045263 |  | 0 | 0.0050337 | 0.0036324 | 0.85821 | 0 | 0
799 | 1.5519 | 1.0905 | 0.80838 | 0.6557 | 0.0042251 |  | 0 | 0.0046074 | 0.0034155 | 0.86449 | 0 | 0
800 | 1.55 | 1.0725 | 0.80794 | 0.60807 | 0.0039231 |  | 0 | 0.0042075 | 0.0031696 | 0.86402 | 0 | 0
801 | 1.5481 | 1.0843 | 0.79682 | 0.56045 | 0.0036203 |  | 0 | 0.0039255 | 0.0028847 | 0.85213 | 0 | 0
802 | 1.5461 | 1.0856 | 0.77222 | 0.54472 | 0.0035231 |  | 0 | 0.0038247 | 0.0027206 | 0.82582 | 0 | 0
803 | 1.5442 | 1.0657 | 0.73993 | 0.529 | 0.0034257 |  | 0 | 0.0036508 | 0.0025348 | 0.79129 | 0 | 0
804 | 1.5423 | 1.0782 | 0.70857 | 0.51328 | 0.003328 |  | 0 | 0.0035883 | 0.0023581 | 0.75775 | 0 | 0
805 | 1.5404 | 1.0545 | 0.68681 | 0.49755 | 0.0032301 |  | 0 | 0.0034061 | 0.0022184 | 0.73448 | 0 | 0
806 | 1.5385 | 1.0974 | 0.68256 | 0.48183 | 0.0031319 |  | 0 | 0.0034369 | 0.0021377 | 0.72994 | 0 | 0
807 | 1.5366 | 1.0859 | 0.69271 | 0.4661 | 0.0030334 |  | 0 | 0.003294 | 0.0021013 | 0.74079 | 0 | 0
808 | 1.5347 | 1.0821 | 0.70568 | 0.45038 | 0.0029347 |  | 0 | 0.0031757 | 0.002071 | 0.75466 | 0 | 0
809 | 1.5328 | 1.0548 | 0.71099 | 0.43465 | 0.0028358 |  | 0 | 0.0029912 | 0.0020162 | 0.76034 | 0 | 0
810 | 1.5309 | 1.0559 | 0.70796 | 0.41893 | 0.0027366 |  | 0 | 0.0028896 | 0.0019374 | 0.7571 | 0 | 0
811 | 1.529 | 1.0533 | 0.70029 | 0.40321 | 0.0026371 |  | 0 | 0.0027777 | 0.0018467 | 0.7489 | 0 | 0
812 | 1.5271 | 1.0268 | 0.69163 | 0.38748 | 0.0025374 |  | 0 | 0.0026054 | 0.0017549 | 0.73964 | 0 | 0
813 | 1.5252 | 1.0086 | 0.68525 | 0.37176 | 0.0024375 |  | 0 | 0.0024584 | 0.0016703 | 0.73281 | 0 | 0
814 | 1.5233 | 0.90356 | 0.68427 | 0.35604 | 0.0023372 |  | 0 | 0.0021118 | 0.0015993 | 0.73177 | 0 | 0
815 | 1.5215 | 0.89523 | 0.69141 | 0.34031 | 0.0022367 |  | 0 | 0.0020024 | 0.0015465 | 0.7394 | 0 | 0
816 | 1.5196 | 0.83216 | 0.70818 | 0.32459 | 0.002136 |  | 0 | 0.0017775 | 0.0015127 | 0.75734 | 0 | 0
817 | 1.5177 | 0.85183 | 0.73592 | 0.30887 | 0.002035 |  | 0 | 0.0017335 | 0.0014976 | 0.787 | 0 | 0
818 | 1.5159 | 0.82259 | 0.79472 | 0.29314 | 0.0019338 |  | 0 | 0.0015907 | 0.0015368 | 0.84988 | 0 | 0
819 | 1.514 | 0.90519 | 0.94645 | 0.27742 | 0.0018323 |  | 0 | 0.0016586 | 0.0017342 | 1.0121 | 0 | 0
820 | 1.5122 | 0.86188 | 1.261 | 0.2617 | 0.0017306 |  | 0 | 0.0014915 | 0.0021822 | 1.3485 | 0 | 0
821 | 1.5104 | 0.99764 | 1.8993 | 0.24597 | 0.0016286 |  | 0 | 0.0016247 | 0.0030931 | 2.0311 | 0 | 0
822 | 1.5085 | 0.95157 | 2.9968 | 0.23025 | 0.0015263 |  | 0 | 0.0014524 | 0.004574 | 3.2048 | 0 | 0
823 | 1.5067 | 0.67271 | 4.1303 | 0.21453 | 0.0014238 |  | 0 | 0.00095783 | 0.0058808 | 4.417 | 0 | 0
824 | 1.5049 | 0.93506 | 4.8775 | 0.1988 | 0.0013211 |  | 0 | 0.0012353 | 0.0064435 | 5.216 | 0 | 0
825 | 1.503 | 0.96935 | 5.0448 | 0.17163 | 0.0011419 |  | 0 | 0.0011069 | 0.0057605 | 5.395 | 0 | 0
826 | 1.5012 | 0.93381 | 4.7128 | 0.16522 | 0.0011006 |  | 0 | 0.0010277 | 0.0051868 | 5.04 | 0 | 0
827 | 1.4994 | 0.98465 | 4.0608 | 0.15881 | 0.0010592 |  | 0 | 0.0010429 | 0.0043011 | 4.3427 | 0 | 0
828 | 1.4976 | 0.84979 | 3.3403 | 0.1524 | 0.0010177 |  | 0 | 0.0008648 | 0.0033993 | 3.5721 | 0 | 0
829 | 1.4958 | 0.9293 | 2.7888 | 0.1478 | 0.00098814 |  | 0 | 0.00091828 | 0.0027557 | 2.9823 | 0 | 0
830 | 1.494 | 0.91601 | 2.359 | 0.1432 | 0.00095849 |  | 0 | 0.00087799 | 0.0022611 | 2.5227 | 0 | 0
831 | 1.4922 | 0.92392 | 1.9321 | 0.1386 | 0.00092881 |  | 0 | 0.00085815 | 0.0017946 | 2.0663 | 0 | 0
832 | 1.4904 | 0.89426 | 1.5161 | 0.13399 | 0.00089901 |  | 0 | 0.00080395 | 0.001363 | 1.6213 | 0 | 0
833 | 1.4886 | 0.9565 | 1.3545 | 0.12939 | 0.00086919 |  | 0 | 0.00083138 | 0.0011773 | 1.4485 | 0 | 0
834 | 1.4868 | 0.93412 | 1.3843 | 0.12478 | 0.00083924 |  | 0 | 0.00078395 | 0.0011617 | 1.4804 | 0 | 0
835 | 1.485 | 1.0032 | 1.4443 | 0.12018 | 0.00080927 |  | 0 | 0.00081186 | 0.0011688 | 1.5446 | 0 | 0
836 | 1.4833 | 0.97234 | 1.4477 | 0.11558 | 0.00077922 |  | 0 | 0.00075766 | 0.001128 | 1.5481 | 0 | 0
837 | 1.4815 | 1.0092 | 1.3194 | 0.11097 | 0.00074905 |  | 0 | 0.00075594 | 0.0009883 | 1.411 | 0 | 0
838 | 1.4797 | 0.99901 | 1.0912 | 0.10637 | 0.00071885 |  | 0 | 0.00071814 | 0.00078441 | 1.1669 | 0 | 0
839 | 1.4779 | 1.0013 | 0.87665 | 0.10176 | 0.00068853 |  | 0 | 0.00068943 | 0.0006036 | 0.9375 | 0 | 0
840 | 1.4762 | 1.0157 | 0.7745 | 0.097161 | 0.00065819 |  | 0 | 0.00066852 | 0.00050977 | 0.82826 | 0 | 0
841 | 1.4744 | 1.0101 | 0.75769 | 0.092554 | 0.00062772 |  | 0 | 0.00063406 | 0.00047562 | 0.81028 | 0 | 0
842 | 1.4727 | 0.99703 | 0.74284 | 0.087953 | 0.00059723 |  | 0 | 0.00059545 | 0.00044364 | 0.7944 | 0 | 0
843 | 1.4709 | 1.0053 | 0.66771 | 0.083352 | 0.00056666 |  | 0 | 0.00056966 | 0.00037836 | 0.71406 | 0 | 0
844 | 1.4692 | 0.98631 | 0.5558 | 0.078745 | 0.00053597 |  | 0 | 0.00052863 | 0.00029789 | 0.59438 | 0 | 0
845 | 1.4675 | 1.0165 | 0.45181 | 0.074144 | 0.00050525 |  | 0 | 0.00051359 | 0.00022828 | 0.48317 | 0 | 0
846 | 1.4657 | 1.0187 | 0.38165 | 0.069536 | 0.00047442 |  | 0 | 0.00048329 | 0.00018106 | 0.40814 | 0 | 0
847 | 1.464 | 0.9917 | 0.33944 | 0.064935 | 0.00044355 |  | 0 | 0.00043987 | 0.00015056 | 0.363 | 0 | 0
848 | 1.4623 | 0.99217 | 0.31618 | 0.060328 | 0.00041257 |  | 0 | 0.00040934 | 0.00013045 | 0.33813 | 0 | 0
849 | 1.4605 | 0.98596 | 0.3029 | 0.055727 | 0.00038155 |  | 0 | 0.00037619 | 0.00011557 | 0.32392 | 0 | 0
850 | 1.4588 | 0.89372 | 0.29259 | 0.051126 | 0.00035046 |  | 0 | 0.00031321 | 0.00010254 | 0.3129 | 0 | 0
851 | 1.4571 | 0.97493 | 0.28409 | 0.048971 | 0.00033608 |  | 0 | 0.00032766 | 9.5478e-05 | 0.30381 | 0 | 0
852 | 1.4554 | 0.96927 | 0.27735 | 0.046822 | 0.00032171 |  | 0 | 0.00031183 | 8.9227e-05 | 0.2966 | 0 | 0
853 | 1.4537 | 0.96486 | 0.27231 | 0.044673 | 0.00030731 |  | 0 | 0.00029651 | 8.3683e-05 | 0.29121 | 0 | 0
854 | 1.452 | 0.85112 | 0.26889 | 0.042525 | 0.00029287 |  | 0 | 0.00024927 | 7.875e-05 | 0.28755 | 0 | 0
855 | 1.4503 | 0.913 | 0.26705 | 0.040376 | 0.0002784 |  | 0 | 0.00025418 | 7.4346e-05 | 0.28559 | 0 | 0
856 | 1.4486 | 0.97317 | 0.2667 | 0.038227 | 0.00026389 |  | 0 | 0.00025681 | 7.0379e-05 | 0.28521 | 0 | 0
857 | 1.4469 | 0.99166 | 0.2678 | 0.036078 | 0.00024935 |  | 0 | 0.00024727 | 6.6775e-05 | 0.28639 | 0 | 0
858 | 1.4452 | 0.99196 | 0.27028 | 0.033923 | 0.00023472 |  | 0 | 0.00023284 | 6.3441e-05 | 0.28904 | 0 | 0
859 | 1.4435 | 0.99171 | 0.27408 | 0.031774 | 0.00022011 |  | 0 | 0.00021829 | 6.0328e-05 | 0.2931 | 0 | 0
860 | 1.4419 | 0.98816 | 0.27912 | 0.029625 | 0.00020547 |  | 0 | 0.00020303 | 5.7349e-05 | 0.29849 | 0 | 0
861 | 1.4402 | 0.98679 | 0.28536 | 0.027476 | 0.00019078 |  | 0 | 0.00018826 | 5.4442e-05 | 0.30517 | 0 | 0
862 | 1.4385 | 0.99449 | 0.29272 | 0.025328 | 0.00017607 |  | 0 | 0.0001751 | 5.1538e-05 | 0.31304 | 0 | 0
863 | 1.4368 | 1.0005 | 0.30114 | 0.024282 | 0.000169 |  | 0 | 0.00016908 | 5.0892e-05 | 0.32204 | 0 | 0
864 | 1.4352 | 0.97916 | 0.31057 | 0.023237 | 0.00016191 |  | 0 | 0.00015853 | 5.0284e-05 | 0.33213 | 0 | 0
865 | 1.4335 | 0.96324 | 0.32093 | 0.022198 | 0.00015485 |  | 0 | 0.00014916 | 4.9696e-05 | 0.34321 | 0 | 0
866 | 1.4319 | 0.849 | 0.33217 | 0.021153 | 0.00014773 |  | 0 | 0.00012542 | 4.907e-05 | 0.35523 | 0 | 0
867 | 1.4302 | 0.91546 | 0.34422 | 0.020114 | 0.00014063 |  | 0 | 0.00012874 | 4.8409e-05 | 0.36811 | 0 | 0
868 | 1.4286 | 0.9592 | 0.35702 | 0.019068 | 0.00013348 |  | 0 | 0.00012803 | 4.7654e-05 | 0.3818 | 0 | 0
869 | 1.4269 | 0.94956 | 0.3705 | 0.018023 | 0.00012631 |  | 0 | 0.00011993 | 4.6796e-05 | 0.39622 | 0 | 0
870 | 1.4253 | 0.96755 | 0.38461 | 0.016984 | 0.00011916 |  | 0 | 0.0001153 | 4.5831e-05 | 0.41131 | 0 | 0
871 | 1.4237 | 0.95387 | 0.39933 | 0.015939 | 0.00011196 |  | 0 | 0.00010679 | 4.4707e-05 | 0.42705 | 0 | 0
872 | 1.422 | 0.96686 | 0.41682 | 0.014893 | 0.00010473 |  | 0 | 0.00010126 | 4.3655e-05 | 0.44575 | 0 | 0
873 | 1.4204 | 0.95721 | 0.44207 | 0.013854 | 9.7539e-05 |  | 0 | 9.3365e-05 | 4.3119e-05 | 0.47275 | 0 | 0
874 | 1.4188 | 0.94042 | 0.48023 | 0.013241 | 9.333e-05 |  | 0 | 8.7769e-05 | 4.482e-05 | 0.51356 | 0 | 0
875 | 1.4171 | 0.92687 | 0.53648 | 0.012635 | 8.9156e-05 |  | 0 | 8.2636e-05 | 4.7831e-05 | 0.57372 | 0 | 0
876 | 1.4155 | 0.95277 | 0.61597 | 0.012028 | 8.4973e-05 |  | 0 | 8.096e-05 | 5.2341e-05 | 0.65873 | 0 | 0
877 | 1.4139 | 0.95615 | 0.74022 | 0.011422 | 8.078e-05 |  | 0 | 7.7238e-05 | 5.9795e-05 | 0.7916 | 0 | 0
878 | 1.4123 | 0.95237 | 0.99611 | 0.010815 | 7.6577e-05 |  | 0 | 7.293e-05 | 7.628e-05 | 1.0653 | 0 | 0
879 | 1.4107 | 0.93656 | 1.4852 | 0.010208 | 7.2365e-05 |  | 0 | 6.7774e-05 | 0.00010748 | 1.5883 | 0 | 0
880 | 1.4091 | 0.93957 | 2.1835 | 0.0096019 | 6.8142e-05 |  | 0 | 6.4025e-05 | 0.00014879 | 2.335 | 0 | 0
881 | 1.4075 | 0.90861 | 2.8534 | 0.0089953 | 6.391e-05 |  | 0 | 5.807e-05 | 0.00018236 | 3.0515 | 0 | 0
882 | 1.4059 | 0.93245 | 3.2439 | 0.0083888 | 5.9668e-05 |  | 0 | 5.5638e-05 | 0.00019356 | 3.469 | 0 | 0
883 | 1.4043 | 0.92927 | 3.2065 | 0.0080855 | 5.7576e-05 |  | 0 | 5.3504e-05 | 0.00018462 | 3.429 | 0 | 0
884 | 1.4027 | 0.93305 | 2.7701 | 0.0077886 | 5.5525e-05 |  | 0 | 5.1808e-05 | 0.00015381 | 2.9623 | 0 | 0
885 | 1.4011 | 0.94423 | 2.1378 | 0.0074918 | 5.347e-05 |  | 0 | 5.0488e-05 | 0.00011431 | 2.2862 | 0 | 0
886 | 1.3995 | 0.90752 | 1.5395 | 0.0071885 | 5.1363e-05 |  | 0 | 4.6613e-05 | 7.9073e-05 | 1.6464 | 0 | 0
887 | 1.398 | 0.91062 | 1.1194 | 0.0068917 | 4.9298e-05 |  | 0 | 4.4892e-05 | 5.5185e-05 | 1.1971 | 0 | 0
888 | 1.3964 | 0.92228 | 0.89976 | 0.0065948 | 4.7228e-05 |  | 0 | 4.3557e-05 | 4.2494e-05 | 0.96221 | 0 | 0
889 | 1.3948 | 0.93455 | 0.80932 | 0.006298 | 4.5153e-05 |  | 0 | 4.2197e-05 | 3.6543e-05 | 0.8655 | 0 | 0
890 | 1.3933 | 0.92393 | 0.77495 | 0.0059947 | 4.3027e-05 |  | 0 | 3.9754e-05 | 3.3344e-05 | 0.82874 | 0 | 0
891 | 1.3917 | 0.92584 | 0.82523 | 0.0056979 | 4.0942e-05 |  | 0 | 3.7906e-05 | 3.3787e-05 | 0.88251 | 0 | 0
892 | 1.3901 | 0.90881 | 0.99793 | 0.0054011 | 3.8853e-05 |  | 0 | 3.531e-05 | 3.8772e-05 | 1.0672 | 0 | 0
893 | 1.3886 | 0.87327 | 1.2144 | 0.0050978 | 3.6712e-05 |  | 0 | 3.206e-05 | 4.4584e-05 | 1.2987 | 0 | 0
894 | 1.387 | 0.8513 | 1.3879 | 0.0048009 | 3.4613e-05 |  | 0 | 2.9466e-05 | 4.804e-05 | 1.4842 | 0 | 0
895 | 1.3855 | 0.81357 | 1.4663 | 0.0045041 | 3.251e-05 |  | 0 | 2.6449e-05 | 4.7669e-05 | 1.5681 | 0 | 0
896 | 1.3839 | 0.76253 | 1.418 | 0.0042008 | 3.0354e-05 |  | 0 | 2.3146e-05 | 4.3044e-05 | 1.5165 | 0 | 0
897 | 1.3824 | 0.66566 | 1.2355 | 0.003904 | 2.8241e-05 |  | 0 | 1.8799e-05 | 3.4892e-05 | 1.3213 | 0 | 0
898 | 1.3808 | 0.7178 | 1.0061 | 0.0036072 | 2.6123e-05 |  | 0 | 1.8751e-05 | 2.6282e-05 | 1.0759 | 0 | 0
899 | 1.3793 | 0.54871 | 0.8398 | 0.0033103 | 2.4e-05 |  | 0 | 1.3169e-05 | 2.0155e-05 | 0.89809 | 0 | 0
900 | 1.3778 | 0.7426 | 0.80322 | 0.003007 | 2.1825e-05 |  | 0 | 1.6207e-05 | 1.7531e-05 | 0.85897 | 0 | 0
901 | 1.3762 | 0.59933 | 0.90657 | 0.0027102 | 1.9693e-05 |  | 0 | 1.1802e-05 | 1.7853e-05 | 0.9695 | 0 | 0
902 | 1.3747 | 0.66791 | 1.1463 | 0.0026328 | 1.9151e-05 |  | 0 | 1.2791e-05 | 2.1953e-05 | 1.2259 | 0 | 0
903 | 1.3732 | 0.68889 | 1.4162 | 0.0025618 | 1.8656e-05 |  | 0 | 1.2852e-05 | 2.6421e-05 | 1.5145 | 0 | 0
904 | 1.3717 | 0.84457 | 1.5495 | 0.0024844 | 1.8112e-05 |  | 0 | 1.5297e-05 | 2.8064e-05 | 1.657 | 0 | 0
905 | 1.3702 | 0.81709 | 1.4439 | 0.0024069 | 1.7567e-05 |  | 0 | 1.4354e-05 | 2.5364e-05 | 1.5441 | 0 | 0
906 | 1.3687 | 0.77558 | 1.1913 | 0.0023295 | 1.702e-05 |  | 0 | 1.3201e-05 | 2.0277e-05 | 1.274 | 0 | 0
907 | 1.3671 | 0.63854 | 0.91778 | 0.0022585 | 1.652e-05 |  | 0 | 1.0549e-05 | 1.5162e-05 | 0.98148 | 0 | 0
908 | 1.3656 | 0.65217 | 0.70388 | 0.0021811 | 1.5971e-05 |  | 0 | 1.0416e-05 | 1.1242e-05 | 0.75274 | 0 | 0
909 | 1.3641 | 0.70431 | 0.58518 | 0.0021036 | 1.5421e-05 |  | 0 | 1.0861e-05 | 9.0241e-06 | 0.6258 | 0 | 0
910 | 1.3626 | 0.62467 | 0.59264 | 0.0020327 | 1.4917e-05 |  | 0 | 9.3183e-06 | 8.8405e-06 | 0.63378 | 0 | 0
911 | 1.3611 | 0.66808 | 0.73792 | 0.0019552 | 1.4365e-05 |  | 0 | 9.5967e-06 | 1.06e-05 | 0.78914 | 0 | 0
912 | 1.3596 | 0.68893 | 1.0239 | 0.0018778 | 1.3811e-05 |  | 0 | 9.5147e-06 | 1.4141e-05 | 1.095 | 0 | 0
913 | 1.3582 | 0.62834 | 1.419 | 0.0018004 | 1.3256e-05 |  | 0 | 8.3292e-06 | 1.8811e-05 | 1.5175 | 0 | 0
914 | 1.3567 | 0.62649 | 1.8153 | 0.0017294 | 1.2747e-05 |  | 0 | 7.986e-06 | 2.314e-05 | 1.9413 | 0 | 0
915 | 1.3552 | 0.67836 | 2.0937 | 0.0016519 | 1.219e-05 |  | 0 | 8.269e-06 | 2.5522e-05 | 2.239 | 0 | 0
916 | 1.3537 | 0.57646 | 2.1268 | 0.0015745 | 1.1631e-05 |  | 0 | 6.7048e-06 | 2.4737e-05 | 2.2745 | 0 | 0
917 | 1.3522 | 0.73017 | 1.8775 | 0.0015035 | 1.1119e-05 |  | 0 | 8.1186e-06 | 2.0875e-05 | 2.0078 | 0 | 0
918 | 1.3508 | 0.59271 | 1.514 | 0.0014261 | 1.0558e-05 |  | 0 | 6.2576e-06 | 1.5984e-05 | 1.6191 | 0 | 0
919 | 1.3493 | 0.73877 | 1.1482 | 0.0013487 | 9.9953e-06 |  | 0 | 7.3842e-06 | 1.1477e-05 | 1.228 | 0 | 0
920 | 1.3478 | 0.74414 | 0.86218 | 0.0012777 | 9.4795e-06 |  | 0 | 7.0541e-06 | 8.173e-06 | 0.92203 | 0 | 0
921 | 1.3464 | 0.78049 | 0.69282 | 0.0012002 | 8.9147e-06 |  | 0 | 6.9578e-06 | 6.1763e-06 | 0.74091 | 0 | 0
922 | 1.3449 | 0.70026 | 0.60103 | 0.0011228 | 8.3486e-06 |  | 0 | 5.8462e-06 | 5.0177e-06 | 0.64275 | 0 | 0
923 | 1.3434 | 0.74504 | 0.54195 | 0.0010454 | 7.7812e-06 |  | 0 | 5.7973e-06 | 4.217e-06 | 0.57957 | 0 | 0
924 | 1.342 | 0.7215 | 0.49553 | 0.00097439 | 7.2607e-06 |  | 0 | 5.2386e-06 | 3.5979e-06 | 0.52993 | 0 | 0
925 | 1.3405 | 0.7111 | 0.46083 | 0.00089695 | 6.691e-06 |  | 0 | 4.7579e-06 | 3.0834e-06 | 0.49282 | 0 | 0
926 | 1.3391 | 0.70331 | 0.43743 | 0.00081952 | 6.1199e-06 |  | 0 | 4.3042e-06 | 2.677e-06 | 0.46779 | 0 | 0
927 | 1.3376 | 0.78742 | 0.42486 | 0.00080016 | 5.9818e-06 |  | 0 | 4.7102e-06 | 2.5414e-06 | 0.45435 | 0 | 0
928 | 1.3362 | 0.58968 | 0.4227 | 0.0007808 | 5.8434e-06 |  | 0 | 3.4457e-06 | 2.47e-06 | 0.45204 | 0 | 0
929 | 1.3348 | 0.55127 | 0.4305 | 0.00075499 | 5.6563e-06 |  | 0 | 3.1182e-06 | 2.435e-06 | 0.46038 | 0 | 0
930 | 1.3333 | 0.4321 | 0.44781 | 0.00073563 | 5.5172e-06 |  | 0 | 2.384e-06 | 2.4707e-06 | 0.47889 | 0 | 0
931 | 1.3319 | 0.40921 | 0.47421 | 0.00071627 | 5.3778e-06 |  | 0 | 2.2007e-06 | 2.5502e-06 | 0.50713 | 0 | 0
932 | 1.3305 | 0.30086 | 0.50934 | 0.00069046 | 5.1896e-06 |  | 0 | 1.5613e-06 | 2.6433e-06 | 0.54469 | 0 | 0
933 | 1.329 | 0.24841 | 0.55682 | 0.0006711 | 5.0495e-06 |  | 0 | 1.2543e-06 | 2.8117e-06 | 0.59547 | 0 | 0
934 | 1.3276 | 0.1438 | 0.62536 | 0.00064529 | 4.8605e-06 |  | 0 | 6.9894e-07 | 3.0395e-06 | 0.66877 | 0 | 0
935 | 1.3262 | 0.25084 | 0.7215 | 0.00062624 | 4.722e-06 |  | 0 | 1.1845e-06 | 3.407e-06 | 0.77158 | 0 | 0
936 | 1.3248 | 0.16142 | 0.82544 | 0.00060453 | 4.5632e-06 |  | 0 | 7.3659e-07 | 3.7667e-06 | 0.88273 | 0 | 0
937 | 1.3234 | 0.16338 | 0.9019 | 0.00058281 | 4.404e-06 |  | 0 | 7.1953e-07 | 3.972e-06 | 0.9645 | 0 | 0
938 | 1.322 | 0.20058 | 0.92535 | 0.0005611 | 4.2445e-06 |  | 0 | 8.5136e-07 | 3.9276e-06 | 0.98958 | 0 | 0
939 | 1.3206 | 0.39887 | 0.90977 | 0.00053939 | 4.0846e-06 |  | 0 | 1.6292e-06 | 3.716e-06 | 0.97292 | 0 | 0
940 | 1.3191 | 0.47181 | 0.87588 | 0.00051768 | 3.9243e-06 |  | 0 | 1.8515e-06 | 3.4373e-06 | 0.93668 | 0 | 0
941 | 1.3177 | 0.37195 | 0.84248 | 0.00049597 | 3.7638e-06 |  | 0 | 1.3999e-06 | 3.1709e-06 | 0.90096 | 0 | 0
942 | 1.3163 | 0.40532 | 0.82476 | 0.00047426 | 3.6028e-06 |  | 0 | 1.4603e-06 | 2.9715e-06 | 0.88201 | 0 | 0
943 | 1.315 | 0.27834 | 0.82348 | 0.00045254 | 3.4415e-06 |  | 0 | 9.5791e-07 | 2.834e-06 | 0.88064 | 0 | 0
944 | 1.3136 | 0.28579 | 0.83583 | 0.00043083 | 3.2799e-06 |  | 0 | 9.3736e-07 | 2.7414e-06 | 0.89385 | 0 | 0
945 | 1.3122 | 0.36821 | 0.85897 | 0.00040912 | 3.1179e-06 |  | 0 | 1.148e-06 | 2.6782e-06 | 0.91859 | 0 | 0
946 | 1.3108 | 0.19461 | 0.88969 | 0.00038741 | 2.9555e-06 |  | 0 | 5.7518e-07 | 2.6295e-06 | 0.95144 | 0 | 0
947 | 1.3094 | 0.37112 | 0.92325 | 0.0003657 | 2.7929e-06 |  | 0 | 1.0365e-06 | 2.5785e-06 | 0.98733 | 0 | 0
948 | 1.308 | 0.27423 | 0.95453 | 0.00034398 | 2.6298e-06 |  | 0 | 7.2117e-07 | 2.5102e-06 | 1.0208 | 0 | 0
949 | 1.3066 | 0.49396 | 0.97841 | 0.00032227 | 2.4664e-06 |  | 0 | 1.2183e-06 | 2.4132e-06 | 1.0463 | 0 | 0
950 | 1.3053 | 0.14726 | 0.98546 | 0.00030056 | 2.3027e-06 |  | 0 | 3.3909e-07 | 2.2692e-06 | 1.0539 | 0 | 0
951 | 1.3039 | 0.48378 | 0.94556 | 0.00027885 | 2.1386e-06 |  | 0 | 1.0346e-06 | 2.0222e-06 | 1.0112 | 0 | 0
952 | 1.3025 | 0.26891 | 0.85897 | 0.00027604 | 2.1192e-06 |  | 0 | 5.6989e-07 | 1.8204e-06 | 0.91859 | 0 | 0
953 | 1.3012 | 0.34362 | 0.75533 | 0.00027322 | 2.0999e-06 |  | 0 | 7.2155e-07 | 1.5861e-06 | 0.80776 | 0 | 0
954 | 1.2998 | 0.42411 | 0.66229 | 0.00027041 | 2.0804e-06 |  | 0 | 8.8233e-07 | 1.3778e-06 | 0.70826 | 0 | 0
955 | 1.2984 | 0.34117 | 0.58697 | 0.0002676 | 2.061e-06 |  | 0 | 7.0313e-07 | 1.2097e-06 | 0.62771 | 0 | 0
956 | 1.2971 | 0.32821 | 0.52731 | 0.00026479 | 2.0414e-06 |  | 0 | 6.7002e-07 | 1.0765e-06 | 0.56391 | 0 | 0
957 | 1.2957 | 0.27067 | 0.48121 | 0.00026198 | 2.0219e-06 |  | 0 | 5.4726e-07 | 9.7294e-07 | 0.51461 | 0 | 0
958 | 1.2944 | 0.46101 | 0.44669 | 0.00025916 | 2.0022e-06 |  | 0 | 9.2306e-07 | 8.9438e-07 | 0.4777 | 0 | 0
959 | 1.293 | 0.37385 | 0.42297 | 0.00025635 | 1.9826e-06 |  | 0 | 7.4119e-07 | 8.3858e-07 | 0.45233 | 0 | 0
960 | 1.2917 | 0.42066 | 0.40998 | 0.00025354 | 1.9629e-06 |  | 0 | 8.2571e-07 | 8.0474e-07 | 0.43844 | 0 | 0
961 | 1.2903 | 0.4612 | 0.40765 | 0.00025073 | 1.9431e-06 |  | 0 | 8.9618e-07 | 7.9212e-07 | 0.43595 | 0 | 0
962 | 1.289 | 0.44174 | 0.41594 | 0.00024792 | 1.9233e-06 |  | 0 | 8.4962e-07 | 8e-07 | 0.44481 | 0 | 0
963 | 1.2876 | 0.50503 | 0.43479 | 0.0002451 | 1.9035e-06 |  | 0 | 9.6133e-07 | 8.2762e-07 | 0.46497 | 0 | 0
964 | 1.2863 | 0.4586 | 0.46412 | 0.00024229 | 1.8836e-06 |  | 0 | 8.6383e-07 | 8.7422e-07 | 0.49634 | 0 | 0
965 | 1.285 | 0.50374 | 0.50362 | 0.00023948 | 1.8637e-06 |  | 0 | 9.3881e-07 | 9.3859e-07 | 0.53858 | 0 | 0
966 | 1.2836 | 0.50275 | 0.55008 | 0.00023667 | 1.8437e-06 |  | 0 | 9.2693e-07 | 1.0142e-06 | 0.58826 | 0 | 0
967 | 1.2823 | 0.5024 | 0.59861 | 0.00023385 | 1.8237e-06 |  | 0 | 9.1622e-07 | 1.0917e-06 | 0.64016 | 0 | 0
968 | 1.281 | 0.6521 | 0.6443 | 0.00023104 | 1.8036e-06 |  | 0 | 1.1761e-06 | 1.1621e-06 | 0.68902 | 0 | 0
969 | 1.2797 | 0.68622 | 0.68238 | 0.00022823 | 1.7835e-06 |  | 0 | 1.2239e-06 | 1.217e-06 | 0.72974 | 0 | 0
970 | 1.2784 | 0.63461 | 0.7132 | 0.00022542 | 1.7634e-06 |  | 0 | 1.119e-06 | 1.2576e-06 | 0.7627 | 0 | 0
971 | 1.277 | 0.71397 | 0.7438 | 0.00022261 | 1.7431e-06 |  | 0 | 1.2446e-06 | 1.2966e-06 | 0.79543 | 0 | 0
972 | 1.2757 | 0.68765 | 0.78167 | 0.00021979 | 1.7229e-06 |  | 0 | 1.1848e-06 | 1.3467e-06 | 0.83593 | 0 | 0
973 | 1.2744 | 0.60648 | 0.83429 | 0.00021698 | 1.7026e-06 |  | 0 | 1.0326e-06 | 1.4205e-06 | 0.8922 | 0 | 0
974 | 1.2731 | 0.57529 | 0.90915 | 0.00021417 | 1.6823e-06 |  | 0 | 9.6779e-07 | 1.5294e-06 | 0.97226 | 0 | 0
975 | 1.2718 | 0.58987 | 1.0181 | 0.00021136 | 1.6619e-06 |  | 0 | 9.803e-07 | 1.6919e-06 | 1.0888 | 0 | 0
976 | 1.2705 | 0.57191 | 1.1965 | 0.00020855 | 1.6415e-06 |  | 0 | 9.3877e-07 | 1.964e-06 | 1.2795 | 0 | 0
977 | 1.2692 | 0.63864 | 1.4697 | 0.00020573 | 1.621e-06 |  | 0 | 1.0352e-06 | 2.3823e-06 | 1.5717 | 0 | 0
978 | 1.2679 | 0.61509 | 1.823 | 0.00020292 | 1.6005e-06 |  | 0 | 9.8443e-07 | 2.9177e-06 | 1.9496 | 0 | 0
979 | 1.2666 | 0.63815 | 2.2165 | 0.00020011 | 1.5799e-06 |  | 0 | 1.0082e-06 | 3.5019e-06 | 2.3704 | 0 | 0
980 | 1.2653 | 0.60468 | 2.5025 | 0.0001973 | 1.5593e-06 |  | 0 | 9.4287e-07 | 3.9021e-06 | 2.6762 | 0 | 0
981 | 1.264 | 0.71338 | 2.522 | 0.0001987 | 1.572e-06 |  | 0 | 1.1214e-06 | 3.9646e-06 | 2.6971 | 0 | 0
982 | 1.2627 | 0.69218 | 2.301 | 0.00020011 | 1.5847e-06 |  | 0 | 1.0969e-06 | 3.6464e-06 | 2.4607 | 0 | 0
983 | 1.2614 | 0.66865 | 1.9478 | 0.00020152 | 1.5975e-06 |  | 0 | 1.0682e-06 | 3.1116e-06 | 2.083 | 0 | 0
984 | 1.2602 | 0.73732 | 1.5702 | 0.00020292 | 1.6103e-06 |  | 0 | 1.1873e-06 | 2.5285e-06 | 1.6792 | 0 | 0
985 | 1.2589 | 0.68817 | 1.2749 | 0.00020433 | 1.6231e-06 |  | 0 | 1.117e-06 | 2.0692e-06 | 1.3634 | 0 | 0
986 | 1.2576 | 0.75083 | 1.1179 | 0.00020573 | 1.6359e-06 |  | 0 | 1.2283e-06 | 1.8288e-06 | 1.1955 | 0 | 0
987 | 1.2563 | 0.73928 | 1.0703 | 0.00020714 | 1.6488e-06 |  | 0 | 1.2189e-06 | 1.7647e-06 | 1.1446 | 0 | 0
988 | 1.2551 | 0.73462 | 1.0949 | 0.00020855 | 1.6616e-06 |  | 0 | 1.2207e-06 | 1.8193e-06 | 1.1708 | 0 | 0
989 | 1.2538 | 0.74906 | 1.1621 | 0.00020995 | 1.6745e-06 |  | 0 | 1.2543e-06 | 1.9461e-06 | 1.2428 | 0 | 0
990 | 1.2525 | 0.73227 | 1.2561 | 0.00021136 | 1.6875e-06 |  | 0 | 1.2357e-06 | 2.1196e-06 | 1.3433 | 0 | 0
991 | 1.2513 | 0.75358 | 1.3619 | 0.00021277 | 1.7004e-06 |  | 0 | 1.2814e-06 | 2.3159e-06 | 1.4565 | 0 | 0
992 | 1.25 | 0.75102 | 1.4649 | 0.00021417 | 1.7134e-06 |  | 0 | 1.2868e-06 | 2.5099e-06 | 1.5665 | 0 | 0
993 | 1.2487 | 0.73728 | 1.5498 | 0.00021558 | 1.7264e-06 |  | 0 | 1.2728e-06 | 2.6755e-06 | 1.6574 | 0 | 0
994 | 1.2475 | 0.7541 | 1.5975 | 0.00021698 | 1.7394e-06 |  | 0 | 1.3117e-06 | 2.7786e-06 | 1.7084 | 0 | 0
995 | 1.2462 | 0.75176 | 1.5863 | 0.00021839 | 1.7524e-06 |  | 0 | 1.3174e-06 | 2.7799e-06 | 1.6965 | 0 | 0
996 | 1.245 | 0.74884 | 1.5053 | 0.0002198 | 1.7655e-06 |  | 0 | 1.3221e-06 | 2.6576e-06 | 1.6098 | 0 | 0
997 | 1.2437 | 0.73971 | 1.3659 | 0.0002212 | 1.7785e-06 |  | 0 | 1.3156e-06 | 2.4294e-06 | 1.4607 | 0 | 0
998 | 1.2425 | 0.73887 | 1.2009 | 0.00022261 | 1.7916e-06 |  | 0 | 1.3238e-06 | 2.1516e-06 | 1.2842 | 0 | 0
999 | 1.2412 | 0.73857 | 1.0673 | 0.00022402 | 1.8048e-06 |  | 0 | 1.3329e-06 | 1.9261e-06 | 1.1413 | 0 | 0
1000 | 1.24 | 0.73532 | 0.99168 | 0.00022542 | 1.8179e-06 |  | 0 | 1.3368e-06 | 1.8028e-06 | 1.0605 | 0 | 0
1001 | 1.2388 | 0.74442 | 0.93825 | 0.00022683 | 1.8311e-06 |  | 0 | 1.3631e-06 | 1.718e-06 | 1.0034 | 0 | 0
1002 | 1.2375 | 0.72805 | 0.89096 | 0.00022823 | 1.8443e-06 |  | 0 | 1.3427e-06 | 1.6432e-06 | 0.9528 | 0 | 0
1003 | 1.2363 | 0.73442 | 0.84937 | 0.00022964 | 1.8575e-06 |  | 0 | 1.3642e-06 | 1.5777e-06 | 0.90833 | 0 | 0
1004 | 1.2351 | 0.72336 | 0.81319 | 0.00023105 | 1.8707e-06 |  | 0 | 1.3532e-06 | 1.5213e-06 | 0.86963 | 0 | 0
1005 | 1.2338 | 0.68174 | 0.78215 | 0.00023245 | 1.884e-06 |  | 0 | 1.2844e-06 | 1.4736e-06 | 0.83644 | 0 | 0
1006 | 1.2326 | 0.71252 | 0.75592 | 0.00023386 | 1.8973e-06 |  | 0 | 1.3518e-06 | 1.4342e-06 | 0.80839 | 0 | 0
1007 | 1.2314 | 0.72753 | 0.73367 |  | 0 |  | 0 | 0 | 0 | 0.7846 | 0 | 0
1008 | 1.2302 | 0.72685 | 0.71434 |  | 0 |  | 0 | 0 | 0 | 0.76392 | 0 | 0
1009 | 1.2289 | 0.71972 | 0.69688 |  | 0 |  | 0 | 0 | 0 | 0.74525 | 0 | 0
1010 | 1.2277 | 0.71914 | 0.68024 |  | 0 |  | 0 | 0 | 0 | 0.72746 | 0 | 0
1011 | 1.2265 | 0.72278 | 0.66339 |  | 0 |  | 0 | 0 | 0 | 0.70944 | 0 | 0
1012 | 1.2253 | 0.71877 | 0.64588 |  | 0 |  | 0 | 0 | 0 | 0.69071 | 0 | 0
1013 | 1.2241 | 0.71761 | 0.62782 |  | 0 |  | 0 | 0 | 0 | 0.6714 | 0 | 0
1014 | 1.2229 | 0.72068 | 0.60937 |  | 0 |  | 0 | 0 | 0 | 0.65167 | 0 | 0
1015 | 1.2217 | 0.70817 | 0.59066 |  | 0 |  | 0 | 0 | 0 | 0.63166 | 0 | 0
1016 | 1.2205 | 0.71129 | 0.57185 |  | 0 |  | 0 | 0 | 0 | 0.61154 | 0 | 0
1017 | 1.2193 | 0.70337 | 0.55307 |  | 0 |  | 0 | 0 | 0 | 0.59146 | 0 | 0
1018 | 1.2181 | 0.71422 | 0.53447 |  | 0 |  | 0 | 0 | 0 | 0.57157 | 0 | 0
1019 | 1.2169 | 0.68878 | 0.5162 |  | 0 |  | 0 | 0 | 0 | 0.55203 | 0 | 0
1020 | 1.2157 | 0.69896 | 0.49839 |  | 0 |  | 0 | 0 | 0 | 0.53298 | 0 | 0
1021 | 1.2145 | 0.70175 | 0.48121 |  | 0 |  | 0 | 0 | 0 | 0.51461 | 0 | 0
1022 | 1.2133 | 0.6897 | 0.46478 |  | 0 |  | 0 | 0 | 0 | 0.49704 | 0 | 0
1023 | 1.2121 | 0.69508 | 0.44926 |  | 0 |  | 0 | 0 | 0 | 0.48044 | 0 | 0
1024 | 1.2109 | 0.69058 | 0.43479 |  | 0 |  | 0 | 0 | 0 | 0.46497 | 0 | 0
1025 | 1.2098 | 0.69753 | 0.42152 |  | 0 |  | 0 | 0 | 0 | 0.45078 | 0 | 0
1026 | 1.2086 | 0.69636 | 0.40959 |  | 0 |  | 0 | 0 | 0 | 0.43802 | 0 | 0
1027 | 1.2074 | 0.69305 | 0.39913 |  | 0 |  | 0 | 0 | 0 | 0.42683 | 0 | 0
1028 | 1.2062 | 0.69385 | 0.3902 |  | 0 |  | 0 | 0 | 0 | 0.41728 | 0 | 0
1029 | 1.2051 | 0.68628 | 0.3827 |  | 0 |  | 0 | 0 | 0 | 0.40926 | 0 | 0
1030 | 1.2039 | 0.69055 | 0.37651 |  | 0 |  | 0 | 0 | 0 | 0.40264 | 0 | 0
1031 | 1.2027 | 0.68736 | 0.37155 |  | 0 |  | 0 | 0 | 0 | 0.39734 | 0 | 0
1032 | 1.2016 | 0.68787 | 0.36769 |  | 0 |  | 0 | 0 | 0 | 0.39321 | 0 | 0
1033 | 1.2004 | 0.67613 | 0.36485 |  | 0 |  | 0 | 0 | 0 | 0.39017 | 0 | 0
1034 | 1.1992 | 0.68015 | 0.3629 |  | 0 |  | 0 | 0 | 0 | 0.38809 | 0 | 0
1035 | 1.1981 | 0.68234 | 0.36176 |  | 0 |  | 0 | 0 | 0 | 0.38687 | 0 | 0
1036 | 1.1969 | 0.68202 | 0.36131 |  | 0 |  | 0 | 0 | 0 | 0.38639 | 0 | 0
1037 | 1.1958 | 0.67497 | 0.36146 |  | 0 |  | 0 | 0 | 0 | 0.38655 | 0 | 0
1038 | 1.1946 | 0.67172 | 0.36209 |  | 0 |  | 0 | 0 | 0 | 0.38722 | 0 | 0
1039 | 1.1935 | 0.67636 | 0.3631 |  | 0 |  | 0 | 0 | 0 | 0.3883 | 0 | 0
1040 | 1.1923 | 0.6717 | 0.36439 |  | 0 |  | 0 | 0 | 0 | 0.38968 | 0 | 0
1041 | 1.1912 | 0.67176 | 0.36586 |  | 0 |  | 0 | 0 | 0 | 0.39125 | 0 | 0
1042 | 1.19 | 0.672 | 0.36739 |  | 0 |  | 0 | 0 | 0 | 0.39289 | 0 | 0
1043 | 1.1889 | 0.66525 | 0.36889 |  | 0 |  | 0 | 0 | 0 | 0.3945 | 0 | 0
1044 | 1.1877 | 0.66833 | 0.37028 |  | 0 |  | 0 | 0 | 0 | 0.39598 | 0 | 0
1045 | 1.1866 | 0.66452 | 0.37154 |  | 0 |  | 0 | 0 | 0 | 0.39733 | 0 | 0
1046 | 1.1855 | 0.64714 | 0.37266 |  | 0 |  | 0 | 0 | 0 | 0.39853 | 0 | 0
1047 | 1.1843 | 0.65694 | 0.37362 |  | 0 |  | 0 | 0 | 0 | 0.39955 | 0 | 0
1048 | 1.1832 | 0.66274 | 0.37441 |  | 0 |  | 0 | 0 | 0 | 0.4004 | 0 | 0
1049 | 1.1821 | 0.65896 | 0.375 |  | 0 |  | 0 | 0 | 0 | 0.40103 | 0 | 0
1050 | 1.181 | 0.65463 | 0.37539 |  | 0 |  | 0 | 0 | 0 | 0.40145 | 0 | 0
1051 | 1.1798 | 0.65521 | 0.37556 |  | 0 |  | 0 | 0 | 0 | 0.40163 | 0 | 0
1052 | 1.1787 | 0.65118 | 0.37549 |  | 0 |  | 0 | 0 | 0 | 0.40155 | 0 | 0
1053 | 1.1776 | 0.64919 | 0.37517 |  | 0 |  | 0 | 0 | 0 | 0.40121 | 0 | 0
1054 | 1.1765 | 0.64646 | 0.37458 |  | 0 |  | 0 | 0 | 0 | 0.40058 | 0 | 0
1055 | 1.1754 | 0.64847 | 0.3737 |  | 0 |  | 0 | 0 | 0 | 0.39964 | 0 | 0
1056 | 1.1742 | 0.64641 | 0.37253 |  | 0 |  | 0 | 0 | 0 | 0.39839 | 0 | 0
1057 | 1.1731 | 0.64482 | 0.37104 |  | 0 |  | 0 | 0 | 0 | 0.39679 | 0 | 0
1058 | 1.172 | 0.63818 | 0.36922 |  | 0 |  | 0 | 0 | 0 | 0.39485 | 0 | 0
1059 | 1.1709 | 0.61875 | 0.36706 |  | 0 |  | 0 | 0 | 0 | 0.39254 | 0 | 0
1060 | 1.1698 | 0.63585 | 0.36457 |  | 0 |  | 0 | 0 | 0 | 0.38988 | 0 | 0
1061 | 1.1687 | 0.62121 | 0.36185 |  | 0 |  | 0 | 0 | 0 | 0.38697 | 0 | 0
1062 | 1.1676 | 0.63266 | 0.35901 |  | 0 |  | 0 | 0 | 0 | 0.38393 | 0 | 0
1063 | 1.1665 | 0.62239 | 0.35616 |  | 0 |  | 0 | 0 | 0 | 0.38088 | 0 | 0
1064 | 1.1654 | 0.63196 | 0.3534 |  | 0 |  | 0 | 0 | 0 | 0.37793 | 0 | 0
1065 | 1.1643 | 0.62913 | 0.35084 |  | 0 |  | 0 | 0 | 0 | 0.37519 | 0 | 0
1066 | 1.1632 | 0.61713 | 0.34859 |  | 0 |  | 0 | 0 | 0 | 0.37279 | 0 | 0
1067 | 1.1621 | 0.62032 | 0.34676 |  | 0 |  | 0 | 0 | 0 | 0.37083 | 0 | 0
1068 | 1.161 | 0.61944 | 0.34545 |  | 0 |  | 0 | 0 | 0 | 0.36943 | 0 | 0
1069 | 1.16 | 0.58626 | 0.34477 |  | 0 |  | 0 | 0 | 0 | 0.3687 | 0 | 0
1070 | 1.1589 | 0.60469 | 0.34483 |  | 0 |  | 0 | 0 | 0 | 0.36877 | 0 | 0
1071 | 1.1578 | 0.61661 | 0.34574 |  | 0 |  | 0 | 0 | 0 | 0.36974 | 0 | 0
1072 | 1.1567 | 0.61536 | 0.34761 |  | 0 |  | 0 | 0 | 0 | 0.37174 | 0 | 0
1073 | 1.1556 | 0.60363 | 0.35053 |  | 0 |  | 0 | 0 | 0 | 0.37486 | 0 | 0
1074 | 1.1546 | 0.62158 | 0.35463 |  | 0 |  | 0 | 0 | 0 | 0.37925 | 0 | 0
1075 | 1.1535 | 0.59252 | 0.36 |  | 0 |  | 0 | 0 | 0 | 0.38499 | 0 | 0
1076 | 1.1524 | 0.61471 | 0.36664 |  | 0 |  | 0 | 0 | 0 | 0.39209 | 0 | 0
1077 | 1.1513 | 0.60434 | 0.37426 |  | 0 |  | 0 | 0 | 0 | 0.40024 | 0 | 0
1078 | 1.1503 | 0.60321 | 0.38255 |  | 0 |  | 0 | 0 | 0 | 0.4091 | 0 | 0
1079 | 1.1492 | 0.60474 | 0.39119 |  | 0 |  | 0 | 0 | 0 | 0.41834 | 0 | 0
1080 | 1.1481 | 0.59722 | 0.39986 |  | 0 |  | 0 | 0 | 0 | 0.42761 | 0 | 0
1081 | 1.1471 | 0.58083 | 0.40825 |  | 0 |  | 0 | 0 | 0 | 0.43659 | 0 | 0
1082 | 1.146 | 0.5894 | 0.41604 |  | 0 |  | 0 | 0 | 0 | 0.44492 | 0 | 0
1083 | 1.145 | 0.59814 | 0.42292 |  | 0 |  | 0 | 0 | 0 | 0.45228 | 0 | 0
1084 | 1.1439 | 0.57852 | 0.42857 |  | 0 |  | 0 | 0 | 0 | 0.45832 | 0 | 0
1085 | 1.1429 | 0.5933 | 0.43266 |  | 0 |  | 0 | 0 | 0 | 0.46269 | 0 | 0
1086 | 1.1418 | 0.5541 | 0.43489 |  | 0 |  | 0 | 0 | 0 | 0.46508 | 0 | 0
1087 | 1.1408 | 0.56697 | 0.43494 |  | 0 |  | 0 | 0 | 0 | 0.46513 | 0 | 0
1088 | 1.1397 | 0.59317 | 0.4325 |  | 0 |  | 0 | 0 | 0 | 0.46252 | 0 | 0
1089 | 1.1387 | 0.57919 | 0.42723 |  | 0 |  | 0 | 0 | 0 | 0.45688 | 0 | 0
1090 | 1.1376 | 0.55573 | 0.41884 |  | 0 |  | 0 | 0 | 0 | 0.44791 | 0 | 0
1091 | 1.1366 | 0.58835 | 0.407 |  | 0 |  | 0 | 0 | 0 | 0.43525 | 0 | 0
1092 | 1.1355 | 0.58124 | 0.392 |  | 0 |  | 0 | 0 | 0 | 0.41921 | 0 | 0
1093 | 1.1345 | 0.51058 | 0.37541 |  | 0 |  | 0 | 0 | 0 | 0.40147 | 0 | 0
1094 | 1.1335 | 0.53965 | 0.35901 |  | 0 |  | 0 | 0 | 0 | 0.38393 | 0 | 0
1095 | 1.1324 | 0.52067 | 0.34456 |  | 0 |  | 0 | 0 | 0 | 0.36848 | 0 | 0
1096 | 1.1314 | 0.50323 | 0.33384 |  | 0 |  | 0 | 0 | 0 | 0.35701 | 0 | 0
1097 | 1.1304 | 0.57852 | 0.3286 |  | 0 |  | 0 | 0 | 0 | 0.35141 | 0 | 0
1098 | 1.1293 | 0.50291 | 0.33062 |  | 0 |  | 0 | 0 | 0 | 0.35357 | 0 | 0
1099 | 1.1283 | 0.50772 | 0.34167 |  | 0 |  | 0 | 0 | 0 | 0.36539 | 0 | 0
1100 | 1.1273 | 0.48577 | 0 |  | 0 |  | 0 | 0 | 0 | 0 | 0 | 0
1101 | 1.1262 | 0.49696 | 0 |  | 0 |  | 0 | 0 | 0 | 0 | 0 | 0
1102 | 1.1252 | 0.46883 | 0 |  | 0 |  | 0 | 0 | 0 | 0 | 0 | 0
1103 | 1.1242 | 0.46637 | 0 |  | 0 |  | 0 | 0 | 0 | 0 | 0 | 0
1104 | 1.1232 | 0.46765 | 0 |  | 0 |  | 0 | 0 | 0 | 0 | 0 | 0
1105 | 1.1222 | 0.50644 | 0 |  | 0 |  | 0 | 0 | 0 | 0 | 0 | 0
1106 | 1.1212 | 0.39792 | 0 |  | 0 |  | 0 | 0 | 0 | 0 | 0 | 0
1107 | 1.1201 | 0.48304 | 0 |  | 0 |  | 0 | 0 | 0 | 0 | 0 | 0
1108 | 1.1191 | 0.41565 | 0 |  | 0 |  | 0 | 0 | 0 | 0 | 0 | 0
1109 | 1.1181 | 0.41278 | 0 |  | 0 |  | 0 | 0 | 0 | 0 | 0 | 0
1110 | 1.1171 | 0.47899 | 0 |  | 0 |  | 0 | 0 | 0 | 0 | 0 | 0
1111 | 1.1161 | 0.33154 | 0 |  | 0 |  | 0 | 0 | 0 | 0 | 0 | 0
1112 | 1.1151 | 0.41357 | 0 |  | 0 |  | 0 | 0 | 0 | 0 | 0 | 0
1113 | 1.1141 | 0.2685 | 0 |  | 0 |  | 0 | 0 | 0 | 0 | 0 | 0
1114 | 1.1131 | 0.29985 | 0 |  | 0 |  | 0 | 0 | 0 | 0 | 0 | 0
1115 | 1.1121 | 0.24987 | 0 |  | 0 |  | 0 | 0 | 0 | 0 | 0 | 0
1116 | 1.1111 | 0.20136 | 0 |  | 0 |  | 0 | 0 | 0 | 0 | 0 | 0
1117 | 1.1101 | 0.079618 | 0 |  | 0 |  | 0 | 0 | 0 | 0 | 0 | 0
1118 | 1.1091 | 0.21753 | 0 |  | 0 |  | 0 | 0 | 0 | 0 | 0 | 0
1119 | 1.1081 | 0.11317 | 0 |  | 0 |  | 0 | 0 | 0 | 0 | 0 | 0
1120 | 1.1071 | 0.14189 | 0 |  | 0 |  | 0 | 0 | 0 | 0 | 0 | 0
1121 | 1.1062 | 0.18586 | 0 |  | 0 |  | 0 | 0 | 0 | 0 | 0 | 0
1122 | 1.1052 | 0.081686 | 0 |  | 0 |  | 0 | 0 | 0 | 0 | 0 | 0
1123 | 1.1042 | 0.12817 | 0 |  | 0 |  | 0 | 0 | 0 | 0 | 0 | 0
1124 | 1.1032 | 0.1087 | 0 |  | 0 |  | 0 | 0 | 0 | 0 | 0 | 0
1125 | 1.1022 | 0.14428 | 0 |  | 0 |  | 0 | 0 | 0 | 0 | 0 | 0
1126 | 1.1012 | 0.051589 | 0 |  | 0 |  | 0 | 0 | 0 | 0 | 0 | 0
1127 | 1.1003 | 0.15725 | 0 |  | 0 |  | 0 | 0 | 0 | 0 | 0 | 0
1128 | 1.0993 | 0.099224 | 0 |  | 0 |  | 0 | 0 | 0 | 0 | 0 | 0
1129 | 1.0983 | 0.10591 | 0 |  | 0 |  | 0 | 0 | 0 | 0 | 0 | 0
1130 | 1.0973 | 0.070574 | 0 |  | 0 |  | 0 | 0 | 0 | 0 | 0 | 0
1131 | 1.0964 | 0.2956 | 0 |  | 0 |  | 0 | 0 | 0 | 0 | 0 | 0
1132 | 1.0954 | 0.23411 | 0 |  | 0 |  | 0 | 0 | 0 | 0 | 0 | 0
1133 | 1.0944 | 0.15331 | 0 |  | 0 |  | 0 | 0 | 0 | 0 | 0 | 0
1134 | 1.0935 | 0.04174 | 0 |  | 0 |  | 0 | 0 | 0 | 0 | 0 | 0
1135 | 1.0925 | 0.015462 | 0 |  | 0 |  | 0 | 0 | 0 | 0 | 0 | 0
1136 | 1.0915 | 0.12876 | 0 |  | 0 |  | 0 | 0 | 0 | 0 | 0 | 0
1137 | 1.0906 | 0.28785 | 0 |  | 0 |  | 0 | 0 | 0 | 0 | 0 | 0
1138 | 1.0896 | 0.20329 | 0 |  | 0 |  | 0 | 0 | 0 | 0 | 0 | 0
1139 | 1.0887 | 0.2985 | 0 |  | 0 |  | 0 | 0 | 0 | 0 | 0 | 0
1140 | 1.0877 | 0.25599 | 0 |  | 0 |  | 0 | 0 | 0 | 0 | 0 | 0
1141 | 1.0868 | 0.19337 | 0 |  | 0 |  | 0 | 0 | 0 | 0 | 0 | 0
1142 | 1.0858 | 0.22479 | 0 |  | 0 |  | 0 | 0 | 0 | 0 | 0 | 0
1143 | 1.0849 | 0.31183 | 0 |  | 0 |  | 0 | 0 | 0 | 0 | 0 | 0
1144 | 1.0839 | 0.11326 | 0 |  | 0 |  | 0 | 0 | 0 | 0 | 0 | 0
1145 | 1.083 | 0.14604 | 0 |  | 0 |  | 0 | 0 | 0 | 0 | 0 | 0
1146 | 1.082 | 0.15764 | 0 |  | 0 |  | 0 | 0 | 0 | 0 | 0 | 0
1147 | 1.0811 | 0.059176 | 0 |  | 0 |  | 0 | 0 | 0 | 0 | 0 | 0
1148 | 1.0801 | 0.27113 | 0 |  | 0 |  | 0 | 0 | 0 | 0 | 0 | 0
1149 | 1.0792 | 0.21854 | 0 |  | 0 |  | 0 | 0 | 0 | 0 | 0 | 0
1150 | 1.0783 | 0.12164 | 0 |  | 0 |  | 0 | 0 | 0 | 0 | 0 | 0
1151 | 1.0773 | 0.2034 | 0 |  | 0 |  | 0 | 0 | 0 | 0 | 0 | 0
1152 | 1.0764 | 0.24762 | 0 |  | 0 |  | 0 | 0 | 0 | 0 | 0 | 0
1153 | 1.0755 | 0.23812 | 0 |  | 0 |  | 0 | 0 | 0 | 0 | 0 | 0
1154 | 1.0745 | 0.14248 | 0 |  | 0 |  | 0 | 0 | 0 | 0 | 0 | 0
1155 | 1.0736 | 0.31316 | 0 |  | 0 |  | 0 | 0 | 0 | 0 | 0 | 0
1156 | 1.0727 | 0.2809 | 0 |  | 0 |  | 0 | 0 | 0 | 0 | 0 | 0
1157 | 1.0717 | 0.31458 | 0 |  | 0 |  | 0 | 0 | 0 | 0 | 0 | 0
1158 | 1.0708 | 0.31171 | 0 |  | 0 |  | 0 | 0 | 0 | 0 | 0 | 0
1159 | 1.0699 | 0.33693 | 0 |  | 0 |  | 0 | 0 | 0 | 0 | 0 | 0
1160 | 1.069 | 0.28648 | 0 |  | 0 |  | 0 | 0 | 0 | 0 | 0 | 0
1161 | 1.068 | 0.34753 | 0 |  | 0 |  | 0 | 0 | 0 | 0 | 0 | 0
1162 | 1.0671 | 0.35002 | 0 |  | 0 |  | 0 | 0 | 0 | 0 | 0 | 0
1163 | 1.0662 | 0.46857 | 0 |  | 0 |  | 0 | 0 | 0 | 0 | 0 | 0
1164 | 1.0653 | 0.40188 | 0 |  | 0 |  | 0 | 0 | 0 | 0 | 0 | 0
1165 | 1.0644 | 0.3886 | 0 |  | 0 |  | 0 | 0 | 0 | 0 | 0 | 0
1166 | 1.0635 | 0.37494 | 0 |  | 0 |  | 0 | 0 | 0 | 0 | 0 | 0
1167 | 1.0626 | 0.40996 | 0 |  | 0 |  | 0 | 0 | 0 | 0 | 0 | 0
1168 | 1.0616 | 0.41954 | 0 |  | 0 |  | 0 | 0 | 0 | 0 | 0 | 0
1169 | 1.0607 | 0.4231 | 0 |  | 0 |  | 0 | 0 | 0 | 0 | 0 | 0
1170 | 1.0598 | 0.45873 | 0 |  | 0 |  | 0 | 0 | 0 | 0 | 0 | 0
1171 | 1.0589 | 0.44831 | 0 |  | 0 |  | 0 | 0 | 0 | 0 | 0 | 0
1172 | 1.058 | 0.45483 | 0 |  | 0 |  | 0 | 0 | 0 | 0 | 0 | 0
1173 | 1.0571 | 0.45642 | 0 |  | 0 |  | 0 | 0 | 0 | 0 | 0 | 0
1174 | 1.0562 | 0.33692 | 0 |  | 0 |  | 0 | 0 | 0 | 0 | 0 | 0
1175 | 1.0553 | 0.4524 | 0 |  | 0 |  | 0 | 0 | 0 | 0 | 0 | 0
1176 | 1.0544 | 0.47679 | 0 |  | 0 |  | 0 | 0 | 0 | 0 | 0 | 0
1177 | 1.0535 | 0.47235 | 0 |  | 0 |  | 0 | 0 | 0 | 0 | 0 | 0
1178 | 1.0526 | 0.36 | 0 |  | 0 |  | 0 | 0 | 0 | 0 | 0 | 0
1179 | 1.0517 | 0.48371 | 0 |  | 0 |  | 0 | 0 | 0 | 0 | 0 | 0
1180 | 1.0508 | 0.44069 | 0 |  | 0 |  | 0 | 0 | 0 | 0 | 0 | 0
1181 | 1.05 | 0.45514 | 0 |  | 0 |  | 0 | 0 | 0 | 0 | 0 | 0
1182 | 1.0491 | 0.32318 | 0 |  | 0 |  | 0 | 0 | 0 | 0 | 0 | 0
1183 | 1.0482 | 0.4387 | 0 |  | 0 |  | 0 | 0 | 0 | 0 | 0 | 0
1184 | 1.0473 | 0.41985 | 0 |  | 0 |  | 0 | 0 | 0 | 0 | 0 | 0
1185 | 1.0464 | 0.40741 | 0 |  | 0 |  | 0 | 0 | 0 | 0 | 0 | 0
1186 | 1.0455 | 0.47715 | 0 |  | 0 |  | 0 | 0 | 0 | 0 | 0 | 0
1187 | 1.0447 | 0.45575 | 0 |  | 0 |  | 0 | 0 | 0 | 0 | 0 | 0
1188 | 1.0438 | 0.33504 | 0 |  | 0 |  | 0 | 0 | 0 | 0 | 0 | 0
1189 | 1.0429 | 0.41569 | 0 |  | 0 |  | 0 | 0 | 0 | 0 | 0 | 0
1190 | 1.042 | 0.46239 | 0 |  | 0 |  | 0 | 0 | 0 | 0 | 0 | 0
1191 | 1.0411 | 0.4466 | 0 |  | 0 |  | 0 | 0 | 0 | 0 | 0 | 0
1192 | 1.0403 | 0.47336 | 0 |  | 0 |  | 0 | 0 | 0 | 0 | 0 | 0
1193 | 1.0394 | 0.45434 | 0 |  | 0 |  | 0 | 0 | 0 | 0 | 0 | 0
1194 | 1.0385 | 0.4689 | 0 |  | 0 |  | 0 | 0 | 0 | 0 | 0 | 0
1195 | 1.0377 | 0.44696 | 0 |  | 0 |  | 0 | 0 | 0 | 0 | 0 | 0
1196 | 1.0368 | 0.43131 | 0 |  | 0 |  | 0 | 0 | 0 | 0 | 0 | 0
1197 | 1.0359 | 0.47715 | 0 |  | 0 |  | 0 | 0 | 0 | 0 | 0 | 0
1198 | 1.0351 | 0.43392 | 0 |  | 0 |  | 0 | 0 | 0 | 0 | 0 | 0
1199 | 1.0342 | 0.36489 | 0 |  | 0 |  | 0 | 0 | 0 | 0 | 0 | 0
1200 | 1.0333 | 0.44825 | 0 |  | 0 |  | 0 | 0 | 0 | 0 | 0 | 0
1201 | 1.0325 | 0.43708 | 0 |  | 0 |  | 0 | 0 | 0 | 0 | 0 | 0
1202 | 1.0316 | 0.43717 | 0 |  | 0 |  | 0 | 0 | 0 | 0 | 0 | 0
1203 | 1.0308 | 0.43409 | 0 |  | 0 |  | 0 | 0 | 0 | 0 | 0 | 0
1204 | 1.0299 | 0.36247 | 0 |  | 0 |  | 0 | 0 | 0 | 0 | 0 | 0
1205 | 1.029 | 0.43692 | 0 |  | 0 |  | 0 | 0 | 0 | 0 | 0 | 0
1206 | 1.0282 | 0.48086 | 0 |  | 0 |  | 0 | 0 | 0 | 0 | 0 | 0
1207 | 1.0273 | 0.42986 | 0 |  | 0 |  | 0 | 0 | 0 | 0 | 0 | 0
1208 | 1.0265 | 0.43346 | 0 |  | 0 |  | 0 | 0 | 0 | 0 | 0 | 0
1209 | 1.0256 | 0.41428 | 0 |  | 0 |  | 0 | 0 | 0 | 0 | 0 | 0
1210 | 1.0248 | 0.45336 | 0 |  | 0 |  | 0 | 0 | 0 | 0 | 0 | 0
1211 | 1.0239 | 0.42232 | 0 |  | 0 |  | 0 | 0 | 0 | 0 | 0 | 0
1212 | 1.0231 | 0.42489 | 0 |  | 0 |  | 0 | 0 | 0 | 0 | 0 | 0
1213 | 1.0223 | 0.46956 | 0 |  | 0 |  | 0 | 0 | 0 | 0 | 0 | 0
1214 | 1.0214 | 0.43407 | 0 |  | 0 |  | 0 | 0 | 0 | 0 | 0 | 0
1215 | 1.0206 | 0.4278 | 0 |  | 0 |  | 0 | 0 | 0 | 0 | 0 | 0
1216 | 1.0197 | 0.4664 | 0 |  | 0 |  | 0 | 0 | 0 | 0 | 0 | 0
1217 | 1.0189 | 0.45528 | 0 |  | 0 |  | 0 | 0 | 0 | 0 | 0 | 0
1218 | 1.0181 | 0.45934 | 0 |  | 0 |  | 0 | 0 | 0 | 0 | 0 | 0
1219 | 1.0172 | 0.44663 | 0 |  | 0 |  | 0 | 0 | 0 | 0 | 0 | 0
1220 | 1.0164 | 0.45805 | 0 |  | 0 |  | 0 | 0 | 0 | 0 | 0 | 0
1221 | 1.0156 | 0.46531 | 0 |  | 0 |  | 0 | 0 | 0 | 0 | 0 | 0
1222 | 1.0147 | 0.45139 | 0 |  | 0 |  | 0 | 0 | 0 | 0 | 0 | 0
1223 | 1.0139 | 0.44406 | 0 |  | 0 |  | 0 | 0 | 0 | 0 | 0 | 0
1224 | 1.0131 | 0.44808 | 0 |  | 0 |  | 0 | 0 | 0 | 0 | 0 | 0
1225 | 1.0122 | 0.46236 | 0 |  | 0 |  | 0 | 0 | 0 | 0 | 0 | 0
1226 | 1.0114 | 0.46819 | 0 |  | 0 |  | 0 | 0 | 0 | 0 | 0 | 0
1227 | 1.0106 | 0.43304 | 0 |  | 0 |  | 0 | 0 | 0 | 0 | 0 | 0
1228 | 1.0098 | 0.46658 | 0 |  | 0 |  | 0 | 0 | 0 | 0 | 0 | 0
1229 | 1.009 | 0.46721 | 0 |  | 0 |  | 0 | 0 | 0 | 0 | 0 | 0
1230 | 1.0081 | 0.46003 | 0 |  | 0 |  | 0 | 0 | 0 | 0 | 0 | 0
1231 | 1.0073 | 0.47203 | 0 |  | 0 |  | 0 | 0 | 0 | 0 | 0 | 0
1232 | 1.0065 | 0.46633 | 0 |  | 0 |  | 0 | 0 | 0 | 0 | 0 | 0
1233 | 1.0057 | 0.45397 | 0 |  | 0 |  | 0 | 0 | 0 | 0 | 0 | 0
1234 | 1.0049 | 0.47016 | 0 |  | 0 |  | 0 | 0 | 0 | 0 | 0 | 0
1235 | 1.004 | 0.46504 | 0 |  | 0 |  | 0 | 0 | 0 | 0 | 0 | 0
1236 | 1.0032 | 0.46908 | 0 |  | 0 |  | 0 | 0 | 0 | 0 | 0 | 0
1237 | 1.0024 | 0.46339 | 0 |  | 0 |  | 0 | 0 | 0 | 0 | 0 | 0
1238 | 1.0016 | 0.46797 | 0 |  | 0 |  | 0 | 0 | 0 | 0 | 0 | 0
1239 | 1.0008 | 0.46272 | 0 |  | 0 |  | 0 | 0 | 0 | 0 | 0 | 0
1240 | 1 | 0.46077 | 0 |  | 0 |  | 0 | 0 | 0 | 0 | 0 | 0
1241 | 0.99919 | 0.46197 | 0 |  | 0 |  | 0 | 0 | 0 | 0 | 0 | 0
1242 | 0.99839 | 0.46247 | 0 |  | 0 |  | 0 | 0 | 0 | 0 | 0 | 0
1243 | 0.99759 | 0.45754 | 0 |  | 0 |  | 0 | 0 | 0 | 0 | 0 | 0
1244 | 0.99678 | 0.45528 | 0 |  | 0 |  | 0 | 0 | 0 | 0 | 0 | 0
1245 | 0.99598 | 0.45655 | 0 |  | 0 |  | 0 | 0 | 0 | 0 | 0 | 0
1246 | 0.99518 | 0.45945 | 0 |  | 0 |  | 0 | 0 | 0 | 0 | 0 | 0
1247 | 0.99439 | 0.45746 | 0 |  | 0 |  | 0 | 0 | 0 | 0 | 0 | 0
1248 | 0.99359 | 0.4586 | 0 |  | 0 |  | 0 | 0 | 0 | 0 | 0 | 0
1249 | 0.99279 | 0.45966 | 0 |  | 0 |  | 0 | 0 | 0 | 0 | 0 | 0
1250 | 0.992 | 0.45705 | 0 |  | 0 |  | 0 | 0 | 0 | 0 | 0 | 0
1251 | 0.99121 | 0.45258 | 0 |  | 0 |  | 0 | 0 | 0 | 0 | 0 | 0
1252 | 0.99042 | 0.45097 | 0 |  | 0 |  | 0 | 0 | 0 | 0 | 0 | 0
1253 | 0.98962 | 0.44773 | 0 |  | 0 |  | 0 | 0 | 0 | 0 | 0 | 0
1254 | 0.98884 | 0.44363 | 0 |  | 0 |  | 0 | 0 | 0 | 0 | 0 | 0
1255 | 0.98805 | 0.4507 | 0 |  | 0 |  | 0 | 0 | 0 | 0 | 0 | 0
1256 | 0.98726 | 0.44023 | 0 |  | 0 |  | 0 | 0 | 0 | 0 | 0 | 0
1257 | 0.98648 | 0.43532 | 0 |  | 0 |  | 0 | 0 | 0 | 0 | 0 | 0
1258 | 0.98569 | 0.44496 | 0 |  | 0 |  | 0 | 0 | 0 | 0 | 0 | 0
1259 | 0.98491 | 0.42725 | 0 |  | 0 |  | 0 | 0 | 0 | 0 | 0 | 0
1260 | 0.98413 | 0.4311 | 0 |  | 0 |  | 0 | 0 | 0 | 0 | 0 | 0
1261 | 0.98335 | 0.41146 | 0 |  | 0 |  | 0 | 0 | 0 | 0 | 0 | 0
1262 | 0.98257 | 0.39567 | 0 |  | 0 |  | 0 | 0 | 0 | 0 | 0 | 0
1263 | 0.98179 | 0.40019 | 0 |  | 0 |  | 0 | 0 | 0 | 0 | 0 | 0
1264 | 0.98101 | 0.37148 | 0 |  | 0 |  | 0 | 0 | 0 | 0 | 0 | 0
1265 | 0.98024 | 0.3957 | 0 |  | 0 |  | 0 | 0 | 0 | 0 | 0 | 0
1266 | 0.97946 | 0.38527 | 0 |  | 0 |  | 0 | 0 | 0 | 0 | 0 | 0
1267 | 0.97869 | 0.38822 | 0 |  | 0 |  | 0 | 0 | 0 | 0 | 0 | 0
1268 | 0.97792 | 0.37051 | 0 |  | 0 |  | 0 | 0 | 0 | 0 | 0 | 0
1269 | 0.97715 | 0.24652 | 0 |  | 0 |  | 0 | 0 | 0 | 0 | 0 | 0
1270 | 0.97638 | 0.38744 | 0 |  | 0 |  | 0 | 0 | 0 | 0 | 0 | 0
1271 | 0.97561 | 0.40825 | 0 |  | 0 |  | 0 | 0 | 0 | 0 | 0 | 0
1272 | 0.97484 | 0.40879 | 0 |  | 0 |  | 0 | 0 | 0 | 0 | 0 | 0
1273 | 0.97408 | 0.40625 | 0 |  | 0 |  | 0 | 0 | 0 | 0 | 0 | 0
1274 | 0.97331 | 0.40614 | 0 |  | 0 |  | 0 | 0 | 0 | 0 | 0 | 0
1275 | 0.97255 | 0.41233 | 0 |  | 0 |  | 0 | 0 | 0 | 0 | 0 | 0
1276 | 0.97179 | 0.41693 | 0 |  | 0 |  | 0 | 0 | 0 | 0 | 0 | 0
1277 | 0.97103 | 0.42001 | 0 |  | 0 |  | 0 | 0 | 0 | 0 | 0 | 0
1278 | 0.97027 | 0.42763 | 0 |  | 0 |  | 0 | 0 | 0 | 0 | 0 | 0
1279 | 0.96951 | 0.42456 | 0 |  | 0 |  | 0 | 0 | 0 | 0 | 0 | 0
1280 | 0.96875 | 0.42204 | 0 |  | 0 |  | 0 | 0 | 0 | 0 | 0 | 0
1281 | 0.96799 | 0.41335 | 0 |  | 0 |  | 0 | 0 | 0 | 0 | 0 | 0
1282 | 0.96724 | 0.37305 | 0 |  | 0 |  | 0 | 0 | 0 | 0 | 0 | 0
1283 | 0.96648 | 0.40733 | 0 |  | 0 |  | 0 | 0 | 0 | 0 | 0 | 0
1284 | 0.96573 | 0.42078 | 0 |  | 0 |  | 0 | 0 | 0 | 0 | 0 | 0
1285 | 0.96498 | 0.42399 | 0 |  | 0 |  | 0 | 0 | 0 | 0 | 0 | 0
1286 | 0.96423 | 0.42714 | 0 |  | 0 |  | 0 | 0 | 0 | 0 | 0 | 0
1287 | 0.96348 | 0.42213 | 0 |  | 0 |  | 0 | 0 | 0 | 0 | 0 | 0
1288 | 0.96273 | 0.41989 | 0 |  | 0 |  | 0 | 0 | 0 | 0 | 0 | 0
1289 | 0.96199 | 0.40936 | 0 |  | 0 |  | 0 | 0 | 0 | 0 | 0 | 0
1290 | 0.96124 | 0.41285 | 0 |  | 0 |  | 0 | 0 | 0 | 0 | 0 | 0
1291 | 0.9605 | 0.41786 | 0 |  | 0 |  | 0 | 0 | 0 | 0 | 0 | 0
1292 | 0.95975 | 0.39618 | 0 |  | 0 |  | 0 | 0 | 0 | 0 | 0 | 0
1293 | 0.95901 | 0.41257 | 0 |  | 0 |  | 0 | 0 | 0 | 0 | 0 | 0
1294 | 0.95827 | 0.40421 | 0 |  | 0 |  | 0 | 0 | 0 | 0 | 0 | 0
1295 | 0.95753 | 0.40514 | 0 |  | 0 |  | 0 | 0 | 0 | 0 | 0 | 0
1296 | 0.95679 | 0.38957 | 0 |  | 0 |  | 0 | 0 | 0 | 0 | 0 | 0
1297 | 0.95605 | 0.3713 | 0 |  | 0 |  | 0 | 0 | 0 | 0 | 0 | 0
1298 | 0.95532 | 0.39183 | 0 |  | 0 |  | 0 | 0 | 0 | 0 | 0 | 0
1299 | 0.95458 | 0.40852 | 0 |  | 0 |  | 0 | 0 | 0 | 0 | 0 | 0
1300 | 0.95385 | 0.35312 | 0 |  | 0 |  | 0 | 0 | 0 | 0 | 0 | 0
1301 | 0.95311 | 0.36228 | 0 |  | 0 |  | 0 | 0 | 0 | 0 | 0 | 0
1302 | 0.95238 | 0.39181 | 0 |  | 0 |  | 0 | 0 | 0 | 0 | 0 | 0
1303 | 0.95165 | 0.34621 | 0 |  | 0 |  | 0 | 0 | 0 | 0 | 0 | 0
1304 | 0.95092 | 0.30062 | 0 |  | 0 |  | 0 | 0 | 0 | 0 | 0 | 0
1305 | 0.95019 | 0.38382 | 0 |  | 0 |  | 0 | 0 | 0 | 0 | 0 | 0
1306 | 0.94946 | 0.38453 | 0 |  | 0 |  | 0 | 0 | 0 | 0 | 0 | 0
1307 | 0.94874 | 0.30594 | 0 |  | 0 |  | 0 | 0 | 0 | 0 | 0 | 0
1308 | 0.94801 | 0.34696 | 0 |  | 0 |  | 0 | 0 | 0 | 0 | 0 | 0
1309 | 0.94729 | 0.38413 | 0 |  | 0 |  | 0 | 0 | 0 | 0 | 0 | 0
1310 | 0.94656 | 0.30114 | 0 |  | 0 |  | 0 | 0 | 0 | 0 | 0 | 0
1311 | 0.94584 | 0.33366 | 0 |  | 0 |  | 0 | 0 | 0 | 0 | 0 | 0
1312 | 0.94512 | 0.33337 | 0 |  | 0 |  | 0 | 0 | 0 | 0 | 0 | 0
1313 | 0.9444 | 0.31352 | 0 |  | 0 |  | 0 | 0 | 0 | 0 | 0 | 0
1314 | 0.94368 | 0.28833 | 0 |  | 0 |  | 0 | 0 | 0 | 0 | 0 | 0
1315 | 0.94297 | 0.28581 | 0 |  | 0 |  | 0 | 0 | 0 | 0 | 0 | 0
1316 | 0.94225 | 0.32419 | 0 |  | 0 |  | 0 | 0 | 0 | 0 | 0 | 0
1317 | 0.94153 | 0.31217 | 0 |  | 0 |  | 0 | 0 | 0 | 0 | 0 | 0
1318 | 0.94082 | 0.33328 | 0 |  | 0 |  | 0 | 0 | 0 | 0 | 0 | 0
1319 | 0.94011 | 0.26855 | 0 |  | 0 |  | 0 | 0 | 0 | 0 | 0 | 0
1320 | 0.93939 | 0.25872 | 0 |  | 0 |  | 0 | 0 | 0 | 0 | 0 | 0
1321 | 0.93868 | 0.29866 | 0 |  | 0 |  | 0 | 0 | 0 | 0 | 0 | 0
1322 | 0.93797 | 0.30217 | 0 |  | 0 |  | 0 | 0 | 0 | 0 | 0 | 0
1323 | 0.93726 | 0.23279 | 0 |  | 0 |  | 0 | 0 | 0 | 0 | 0 | 0
1324 | 0.93656 | 0.26249 | 0 |  | 0 |  | 0 | 0 | 0 | 0 | 0 | 0
1325 | 0.93585 | 0.32224 | 0 |  | 0 |  | 0 | 0 | 0 | 0 | 0 | 0
1326 | 0.93514 | 0.28051 | 0 |  | 0 |  | 0 | 0 | 0 | 0 | 0 | 0
1327 | 0.93444 | 0.26625 | 0 |  | 0 |  | 0 | 0 | 0 | 0 | 0 | 0
1328 | 0.93373 | 0.2345 | 0 |  | 0 |  | 0 | 0 | 0 | 0 | 0 | 0
1329 | 0.93303 | 0.17759 | 0 |  | 0 |  | 0 | 0 | 0 | 0 | 0 | 0
1330 | 0.93233 | 0.22923 | 0 |  | 0 |  | 0 | 0 | 0 | 0 | 0 | 0
1331 | 0.93163 | 0.1448 | 0 |  | 0 |  | 0 | 0 | 0 | 0 | 0 | 0
1332 | 0.93093 | 0.14579 | 0 |  | 0 |  | 0 | 0 | 0 | 0 | 0 | 0
1333 | 0.93023 | 0.20304 | 0 |  | 0 |  | 0 | 0 | 0 | 0 | 0 | 0
1334 | 0.92954 | 0.16925 | 0 |  | 0 |  | 0 | 0 | 0 | 0 | 0 | 0
1335 | 0.92884 | 0.23117 | 0 |  | 0 |  | 0 | 0 | 0 | 0 | 0 | 0
1336 | 0.92814 | 0.18348 | 0 |  | 0 |  | 0 | 0 | 0 | 0 | 0 | 0
1337 | 0.92745 | 0.16454 | 0 |  | 0 |  | 0 | 0 | 0 | 0 | 0 | 0
1338 | 0.92676 | 0.17804 | 0 |  | 0 |  | 0 | 0 | 0 | 0 | 0 | 0
1339 | 0.92606 | 0.17681 | 0 |  | 0 |  | 0 | 0 | 0 | 0 | 0 | 0
1340 | 0.92537 | 0.16831 | 0 |  | 0 |  | 0 | 0 | 0 | 0 | 0 | 0
1341 | 0.92468 | 0.17039 | 0 |  | 0 |  | 0 | 0 | 0 | 0 | 0 | 0
1342 | 0.92399 | 0.17798 | 0 |  | 0 |  | 0 | 0 | 0 | 0 | 0 | 0
1343 | 0.92331 | 0.12711 | 0 |  | 0 |  | 0 | 0 | 0 | 0 | 0 | 0
1344 | 0.92262 | 0.075645 | 0 |  | 0 |  | 0 | 0 | 0 | 0 | 0 | 0
1345 | 0.92193 | 0.10904 | 0 |  | 0 |  | 0 | 0 | 0 | 0 | 0 | 0
1346 | 0.92125 | 0.058186 | 0 |  | 0 |  | 0 | 0 | 0 | 0 | 0 | 0
1347 | 0.92056 | 0.060119 | 0 |  | 0 |  | 0 | 0 | 0 | 0 | 0 | 0
1348 | 0.91988 | 0.0047451 | 0 |  | 0 |  | 0 | 0 | 0 | 0 | 0 | 0
1349 | 0.9192 | 0.016159 | 0 |  | 0 |  | 0 | 0 | 0 | 0 | 0 | 0
1350 | 0.91852 | 0.016025 | 0 |  | 0 |  | 0 | 0 | 0 | 0 | 0 | 0
1351 | 0.91784 | 0.0046298 | 0 |  | 0 |  | 0 | 0 | 0 | 0 | 0 | 0
1352 | 0.91716 | 0.0015164 | 0 |  | 0 |  | 0 | 0 | 0 | 0 | 0 | 0
1353 | 0.91648 | 9.6096e-05 | 0 |  | 0 |  | 0 | 0 | 0 | 0 | 0 | 0
1354 | 0.91581 | 0.00029009 | 0 |  | 0 |  | 0 | 0 | 0 | 0 | 0 | 0
1355 | 0.91513 | 3.6034e-06 | 0 |  | 0 |  | 0 | 0 | 0 | 0 | 0 | 0
1356 | 0.91445 | 4.807e-05 | 0 |  | 0 |  | 0 | 0 | 0 | 0 | 0 | 0
1357 | 0.91378 | 7.1786e-05 | 0 |  | 0 |  | 0 | 0 | 0 | 0 | 0 | 0
1358 | 0.91311 | 4.1948e-06 | 0 |  | 0 |  | 0 | 0 | 0 | 0 | 0 | 0
1359 | 0.91244 | 7.3439e-07 | 0 |  | 0 |  | 0 | 0 | 0 | 0 | 0 | 0
1360 | 0.91176 | 2.1404e-06 | 0 |  | 0 |  | 0 | 0 | 0 | 0 | 0 | 0
1361 | 0.91109 | 4.8133e-09 | 0 |  | 0 |  | 0 | 0 | 0 | 0 | 0 | 0
1362 | 0.91043 | 1.8076e-11 | 0 |  | 0 |  | 0 | 0 | 0 | 0 | 0 | 0
1363 | 0.90976 | 3.1563e-06 | 0 |  | 0 |  | 0 | 0 | 0 | 0 | 0 | 0
1364 | 0.90909 | 1.3589e-06 | 0 |  | 0 |  | 0 | 0 | 0 | 0 | 0 | 0
1365 | 0.90842 | 9.0764e-12 | 0 |  | 0 |  | 0 | 0 | 0 | 0 | 0 | 0
1366 | 0.90776 | 1.2791e-05 | 0 |  | 0 |  | 0 | 0 | 0 | 0 | 0 | 0
1367 | 0.9071 | 4.9764e-06 | 0 |  | 0 |  | 0 | 0 | 0 | 0 | 0 | 0
1368 | 0.90643 | 1.481e-13 | 0 |  | 0 |  | 0 | 0 | 0 | 0 | 0 | 0
1369 | 0.90577 | 5.1667e-07 | 0 |  | 0 |  | 0 | 0 | 0 | 0 | 0 | 0
1370 | 0.90511 | 2.92e-07 | 0 |  | 0 |  | 0 | 0 | 0 | 0 | 0 | 0
1371 | 0.90445 | 1.9731e-08 | 0 |  | 0 |  | 0 | 0 | 0 | 0 | 0 | 0
1372 | 0.90379 | 2.7498e-06 | 0 |  | 0 |  | 0 | 0 | 0 | 0 | 0 | 0
1373 | 0.90313 | 4.4401e-05 | 0 |  | 0 |  | 0 | 0 | 0 | 0 | 0 | 0
1374 | 0.90247 | 0.00017917 | 0 |  | 0 |  | 0 | 0 | 0 | 0 | 0 | 0
1375 | 0.90182 | 0.00032332 | 0 |  | 0 |  | 0 | 0 | 0 | 0 | 0 | 0
1376 | 0.90116 | 0.00025748 | 0 |  | 0 |  | 0 | 0 | 0 | 0 | 0 | 0
1377 | 0.90051 | 0.0001227 | 0 |  | 0 |  | 0 | 0 | 0 | 0 | 0 | 0
1378 | 0.89985 | 0.0011089 | 0 |  | 0 |  | 0 | 0 | 0 | 0 | 0 | 0
1379 | 0.8992 | 5.2164e-05 | 0 |  | 0 |  | 0 | 0 | 0 | 0 | 0 | 0
1380 | 0.89855 | 8.1587e-05 | 0 |  | 0 |  | 0 | 0 | 0 | 0 | 0 | 0
1381 | 0.8979 | 2.3716e-06 | 0 |  | 0 |  | 0 | 0 | 0 | 0 | 0 | 0
1382 | 0.89725 | 2.5672e-06 | 0 |  | 0 |  | 0 | 0 | 0 | 0 | 0 | 0
1383 | 0.8966 | 4.4017e-08 | 0 |  | 0 |  | 0 | 0 | 0 | 0 | 0 | 0
1384 | 0.89595 | 6.1689e-07 | 0 |  | 0 |  | 0 | 0 | 0 | 0 | 0 | 0
1385 | 0.89531 | 2.0899e-06 | 0 |  | 0 |  | 0 | 0 | 0 | 0 | 0 | 0
1386 | 0.89466 | 2.5215e-06 | 0 |  | 0 |  | 0 | 0 | 0 | 0 | 0 | 0
1387 | 0.89402 | 0.00019896 | 0 |  | 0 |  | 0 | 0 | 0 | 0 | 0 | 0
1388 | 0.89337 | 4.0262e-06 | 0 |  | 0 |  | 0 | 0 | 0 | 0 | 0 | 0
1389 | 0.89273 | 0.00058098 | 0 |  | 0 |  | 0 | 0 | 0 | 0 | 0 | 0
1390 | 0.89209 | 0.00049328 | 0 |  | 0 |  | 0 | 0 | 0 | 0 | 0 | 0
1391 | 0.89145 | 0.00034384 | 0 |  | 0 |  | 0 | 0 | 0 | 0 | 0 | 0
1392 | 0.8908 | 2.3782e-05 | 0 |  | 0 |  | 0 | 0 | 0 | 0 | 0 | 0
1393 | 0.89017 | 0.00011586 | 0 |  | 0 |  | 0 | 0 | 0 | 0 | 0 | 0
1394 | 0.88953 | 7.5526e-05 | 0 |  | 0 |  | 0 | 0 | 0 | 0 | 0 | 0
1395 | 0.88889 | 6.7136e-07 | 0 |  | 0 |  | 0 | 0 | 0 | 0 | 0 | 0
1396 | 0.88825 | 6.3215e-09 | 0 |  | 0 |  | 0 | 0 | 0 | 0 | 0 | 0
1397 | 0.88762 | 4.9057e-05 | 0 |  | 0 |  | 0 | 0 | 0 | 0 | 0 | 0
1398 | 0.88698 | 0.0012704 | 0 |  | 0 |  | 0 | 0 | 0 | 0 | 0 | 0
1399 | 0.88635 | 0.00081226 | 0 |  | 0 |  | 0 | 0 | 0 | 0 | 0 | 0
1400 | 0.88571 | 3.2466e-09 | 0 |  | 0 |  | 0 | 0 | 0 | 0 | 0 | 0
1401 | 0.88508 | 1.0528e-08 | 0 |  | 0 |  | 0 | 0 | 0 | 0 | 0 | 0
1402 | 0.88445 | 0.0018353 | 0 |  | 0 |  | 0 | 0 | 0 | 0 | 0 | 0
1403 | 0.88382 | 0.00238 | 0 |  | 0 |  | 0 | 0 | 0 | 0 | 0 | 0
1404 | 0.88319 | 0.00073892 | 0 |  | 0 |  | 0 | 0 | 0 | 0 | 0 | 0
1405 | 0.88256 | 3.6444e-07 | 0 |  | 0 |  | 0 | 0 | 0 | 0 | 0 | 0
1406 | 0.88193 | 0.0020448 | 0 |  | 0 |  | 0 | 0 | 0 | 0 | 0 | 0
1407 | 0.88131 | 0.00017457 | 0 |  | 0 |  | 0 | 0 | 0 | 0 | 0 | 0
1408 | 0.88068 | 0.0016493 | 0 |  | 0 |  | 0 | 0 | 0 | 0 | 0 | 0
1409 | 0.88006 | 0.00061919 | 0 |  | 0 |  | 0 | 0 | 0 | 0 | 0 | 0
1410 | 0.87943 | 0.00046653 | 0 |  | 0 |  | 0 | 0 | 0 | 0 | 0 | 0
1411 | 0.87881 | 0.0021142 | 0 |  | 0 |  | 0 | 0 | 0 | 0 | 0 | 0
1412 | 0.87819 | 0.0026396 | 0 |  | 0 |  | 0 | 0 | 0 | 0 | 0 | 0
1413 | 0.87757 | 0.023353 | 0 |  | 0 |  | 0 | 0 | 0 | 0 | 0 | 0
1414 | 0.87694 | 0.00036378 | 0 |  | 0 |  | 0 | 0 | 0 | 0 | 0 | 0
1415 | 0.87633 | 0.00018366 | 0 |  | 0 |  | 0 | 0 | 0 | 0 | 0 | 0
1416 | 0.87571 | 0.035565 | 0 |  | 0 |  | 0 | 0 | 0 | 0 | 0 | 0
1417 | 0.87509 | 0.011759 | 0 |  | 0 |  | 0 | 0 | 0 | 0 | 0 | 0
1418 | 0.87447 | 0.013559 | 0 |  | 0 |  | 0 | 0 | 0 | 0 | 0 | 0
1419 | 0.87385 | 0.0021442 | 0 |  | 0 |  | 0 | 0 | 0 | 0 | 0 | 0
1420 | 0.87324 | 0.0082718 | 0 |  | 0 |  | 0 | 0 | 0 | 0 | 0 | 0
1421 | 0.87262 | 0.0091637 | 0 |  | 0 |  | 0 | 0 | 0 | 0 | 0 | 0
1422 | 0.87201 | 0.046314 | 0 |  | 0 |  | 0 | 0 | 0 | 0 | 0 | 0
1423 | 0.8714 | 0.0092198 | 0 |  | 0 |  | 0 | 0 | 0 | 0 | 0 | 0
1424 | 0.87079 | 0.016975 | 0 |  | 0 |  | 0 | 0 | 0 | 0 | 0 | 0
1425 | 0.87018 | 0.02585 | 0 |  | 0 |  | 0 | 0 | 0 | 0 | 0 | 0
1426 | 0.86957 | 0.027792 | 0 |  | 0 |  | 0 | 0 | 0 | 0 | 0 | 0
1427 | 0.86896 | 0.049546 | 0 |  | 0 |  | 0 | 0 | 0 | 0 | 0 | 0
1428 | 0.86835 | 0.0045588 | 0 |  | 0 |  | 0 | 0 | 0 | 0 | 0 | 0
1429 | 0.86774 | 0.03802 | 0 |  | 0 |  | 0 | 0 | 0 | 0 | 0 | 0
1430 | 0.86713 | 0.061601 | 0 |  | 0 |  | 0 | 0 | 0 | 0 | 0 | 0
1431 | 0.86653 | 0.050156 | 0 |  | 0 |  | 0 | 0 | 0 | 0 | 0 | 0
1432 | 0.86592 | 0.0025194 | 0 |  | 0 |  | 0 | 0 | 0 | 0 | 0 | 0
1433 | 0.86532 | 0.035834 | 0 |  | 0 |  | 0 | 0 | 0 | 0 | 0 | 0
1434 | 0.86471 | 0.020962 | 0 |  | 0 |  | 0 | 0 | 0 | 0 | 0 | 0
1435 | 0.86411 | 0.021416 | 0 |  | 0 |  | 0 | 0 | 0 | 0 | 0 | 0
1436 | 0.86351 | 0.038351 | 0 |  | 0 |  | 0 | 0 | 0 | 0 | 0 | 0
1437 | 0.86291 | 0.02988 | 0 |  | 0 |  | 0 | 0 | 0 | 0 | 0 | 0
1438 | 0.86231 | 0.013263 | 0 |  | 0 |  | 0 | 0 | 0 | 0 | 0 | 0
1439 | 0.86171 | 0.051039 | 0 |  | 0 |  | 0 | 0 | 0 | 0 | 0 | 0
1440 | 0.86111 | 0.039601 | 0 |  | 0 |  | 0 | 0 | 0 | 0 | 0 | 0
1441 | 0.86051 | 0.0318 | 0 |  | 0 |  | 0 | 0 | 0 | 0 | 0 | 0
1442 | 0.85992 | 0.036317 | 0 |  | 0 |  | 0 | 0 | 0 | 0 | 0 | 0
1443 | 0.85932 | 0.045063 | 0 |  | 0 |  | 0 | 0 | 0 | 0 | 0 | 0
1444 | 0.85873 | 0.061791 | 0 |  | 0 |  | 0 | 0 | 0 | 0 | 0 | 0
1445 | 0.85813 | 0.049751 | 0 |  | 0 |  | 0 | 0 | 0 | 0 | 0 | 0
1446 | 0.85754 | 0.023095 | 0 |  | 0 |  | 0 | 0 | 0 | 0 | 0 | 0
1447 | 0.85695 | 0.036215 | 0 |  | 0 |  | 0 | 0 | 0 | 0 | 0 | 0
1448 | 0.85635 | 0.11569 | 0 |  | 0 |  | 0 | 0 | 0 | 0 | 0 | 0
1449 | 0.85576 | 0.10213 | 0 |  | 0 |  | 0 | 0 | 0 | 0 | 0 | 0
1450 | 0.85517 | 0.027412 | 0 |  | 0 |  | 0 | 0 | 0 | 0 | 0 | 0
1451 | 0.85458 | 0.011271 | 0 |  | 0 |  | 0 | 0 | 0 | 0 | 0 | 0
1452 | 0.85399 | 0.062361 | 0 |  | 0 |  | 0 | 0 | 0 | 0 | 0 | 0
1453 | 0.85341 | 0.081978 | 0 |  | 0 |  | 0 | 0 | 0 | 0 | 0 | 0
1454 | 0.85282 | 0.13759 | 0 |  | 0 |  | 0 | 0 | 0 | 0 | 0 | 0
1455 | 0.85223 | 0.06615 | 0 |  | 0 |  | 0 | 0 | 0 | 0 | 0 | 0
1456 | 0.85165 | 0.088509 | 0 |  | 0 |  | 0 | 0 | 0 | 0 | 0 | 0
1457 | 0.85106 | 0.117 | 0 |  | 0 |  | 0 | 0 | 0 | 0 | 0 | 0
1458 | 0.85048 | 0.13643 | 0 |  | 0 |  | 0 | 0 | 0 | 0 | 0 | 0
1459 | 0.8499 | 0.16307 | 0 |  | 0 |  | 0 | 0 | 0 | 0 | 0 | 0
1460 | 0.84932 | 0.085421 | 0 |  | 0 |  | 0 | 0 | 0 | 0 | 0 | 0
1461 | 0.84873 | 0.090276 | 0 |  | 0 |  | 0 | 0 | 0 | 0 | 0 | 0
1462 | 0.84815 | 0.1306 | 0 |  | 0 |  | 0 | 0 | 0 | 0 | 0 | 0
1463 | 0.84757 | 0.043225 | 0 |  | 0 |  | 0 | 0 | 0 | 0 | 0 | 0
1464 | 0.84699 | 0.15184 | 0 |  | 0 |  | 0 | 0 | 0 | 0 | 0 | 0
1465 | 0.84642 | 0.093383 | 0 |  | 0 |  | 0 | 0 | 0 | 0 | 0 | 0
1466 | 0.84584 | 0.065197 | 0 |  | 0 |  | 0 | 0 | 0 | 0 | 0 | 0
1467 | 0.84526 | 0.036054 | 0 |  | 0 |  | 0 | 0 | 0 | 0 | 0 | 0
1468 | 0.84469 | 0.076942 | 0 |  | 0 |  | 0 | 0 | 0 | 0 | 0 | 0
1469 | 0.84411 | 0.094845 | 0 |  | 0 |  | 0 | 0 | 0 | 0 | 0 | 0
1470 | 0.84354 | 0.049678 | 0 |  | 0 |  | 0 | 0 | 0 | 0 | 0 | 0
1471 | 0.84296 | 0.017848 | 0 |  | 0 |  | 0 | 0 | 0 | 0 | 0 | 0
1472 | 0.84239 | 0.046771 | 0 |  | 0 |  | 0 | 0 | 0 | 0 | 0 | 0
1473 | 0.84182 | 0.070198 | 0 |  | 0 |  | 0 | 0 | 0 | 0 | 0 | 0
1474 | 0.84125 | 0.097339 | 0 |  | 0 |  | 0 | 0 | 0 | 0 | 0 | 0
1475 | 0.84068 | 0.18463 | 0 |  | 0 |  | 0 | 0 | 0 | 0 | 0 | 0
1476 | 0.84011 | 0.068778 | 0 |  | 0 |  | 0 | 0 | 0 | 0 | 0 | 0
1477 | 0.83954 | 0.069736 | 0 |  | 0 |  | 0 | 0 | 0 | 0 | 0 | 0
1478 | 0.83897 | 0.06348 | 0 |  | 0 |  | 0 | 0 | 0 | 0 | 0 | 0
1479 | 0.8384 | 0.12001 | 0 |  | 0 |  | 0 | 0 | 0 | 0 | 0 | 0
1480 | 0.83784 | 0.060637 | 0 |  | 0 |  | 0 | 0 | 0 | 0 | 0 | 0
1481 | 0.83727 | 0.11529 | 0 |  | 0 |  | 0 | 0 | 0 | 0 | 0 | 0
1482 | 0.83671 | 0.05849 | 0 |  | 0 |  | 0 | 0 | 0 | 0 | 0 | 0
1483 | 0.83614 | 0.14859 | 0 |  | 0 |  | 0 | 0 | 0 | 0 | 0 | 0
1484 | 0.83558 | 0.13747 | 0 |  | 0 |  | 0 | 0 | 0 | 0 | 0 | 0
1485 | 0.83502 | 0.12503 | 0 |  | 0 |  | 0 | 0 | 0 | 0 | 0 | 0
1486 | 0.83445 | 0.1234 | 0 |  | 0 |  | 0 | 0 | 0 | 0 | 0 | 0
1487 | 0.83389 | 0.060629 | 0 |  | 0 |  | 0 | 0 | 0 | 0 | 0 | 0
1488 | 0.83333 | 0.09418 | 0 |  | 0 |  | 0 | 0 | 0 | 0 | 0 | 0
1489 | 0.83277 | 0.18973 | 0 |  | 0 |  | 0 | 0 | 0 | 0 | 0 | 0
1490 | 0.83221 | 0.17478 | 0 |  | 0 |  | 0 | 0 | 0 | 0 | 0 | 0
1491 | 0.83166 | 0.19778 | 0 |  | 0 |  | 0 | 0 | 0 | 0 | 0 | 0
1492 | 0.8311 | 0.16441 | 0 |  | 0 |  | 0 | 0 | 0 | 0 | 0 | 0
1493 | 0.83054 | 0.18157 | 0 |  | 0 |  | 0 | 0 | 0 | 0 | 0 | 0
1494 | 0.82999 | 0.20367 | 0 |  | 0 |  | 0 | 0 | 0 | 0 | 0 | 0
1495 | 0.82943 | 0.18253 | 0 |  | 0 |  | 0 | 0 | 0 | 0 | 0 | 0
1496 | 0.82888 | 0.16852 | 0 |  | 0 |  | 0 | 0 | 0 | 0 | 0 | 0
1497 | 0.82832 | 0.2285 | 0 |  | 0 |  | 0 | 0 | 0 | 0 | 0 | 0
1498 | 0.82777 | 0.18968 | 0 |  | 0 |  | 0 | 0 | 0 | 0 | 0 | 0
1499 | 0.82722 | 0.21759 | 0 |  | 0 |  | 0 | 0 | 0 | 0 | 0 | 0
1500 | 0.82667 | 0.25061 | 0 |  | 0 |  | 0 | 0 | 0 | 0 | 0 | 0
1501 | 0.82612 | 0.26552 | 0 |  | 0 |  | 0 | 0 | 0 | 0 | 0 | 0
1502 | 0.82557 | 0.23356 | 0 |  | 0 |  | 0 | 0 | 0 | 0 | 0 | 0
1503 | 0.82502 | 0.18493 | 0 |  | 0 |  | 0 | 0 | 0 | 0 | 0 | 0
1504 | 0.82447 | 0.16029 | 0 |  | 0 |  | 0 | 0 | 0 | 0 | 0 | 0
1505 | 0.82392 | 0.18402 | 0 |  | 0 |  | 0 | 0 | 0 | 0 | 0 | 0
1506 | 0.82337 | 0.25773 | 0 |  | 0 |  | 0 | 0 | 0 | 0 | 0 | 0
1507 | 0.82283 | 0.25514 | 0 |  | 0 |  | 0 | 0 | 0 | 0 | 0 | 0
1508 | 0.82228 | 0.24302 | 0 |  | 0 |  | 0 | 0 | 0 | 0 | 0 | 0
1509 | 0.82174 | 0.1869 | 0 |  | 0 |  | 0 | 0 | 0 | 0 | 0 | 0
1510 | 0.82119 | 0.27052 | 0 |  | 0 |  | 0 | 0 | 0 | 0 | 0 | 0
1511 | 0.82065 | 0.26474 | 0 |  | 0 |  | 0 | 0 | 0 | 0 | 0 | 0
1512 | 0.82011 | 0.26068 | 0 |  | 0 |  | 0 | 0 | 0 | 0 | 0 | 0
1513 | 0.81956 | 0.24239 | 0 |  | 0 |  | 0 | 0 | 0 | 0 | 0 | 0
1514 | 0.81902 | 0.22571 | 0 |  | 0 |  | 0 | 0 | 0 | 0 | 0 | 0
1515 | 0.81848 | 0.26573 | 0 |  | 0 |  | 0 | 0 | 0 | 0 | 0 | 0
1516 | 0.81794 | 0.25683 | 0 |  | 0 |  | 0 | 0 | 0 | 0 | 0 | 0
1517 | 0.8174 | 0.24929 | 0 |  | 0 |  | 0 | 0 | 0 | 0 | 0 | 0
1518 | 0.81686 | 0.25211 | 0 |  | 0 |  | 0 | 0 | 0 | 0 | 0 | 0
1519 | 0.81633 | 0.24437 | 0 |  | 0 |  | 0 | 0 | 0 | 0 | 0 | 0
1520 | 0.81579 | 0.2645 | 0 |  | 0 |  | 0 | 0 | 0 | 0 | 0 | 0
1521 | 0.81525 | 0.27505 | 0 |  | 0 |  | 0 | 0 | 0 | 0 | 0 | 0
1522 | 0.81472 | 0.26378 | 0 |  | 0 |  | 0 | 0 | 0 | 0 | 0 | 0
1523 | 0.81418 | 0.28004 | 0 |  | 0 |  | 0 | 0 | 0 | 0 | 0 | 0
1524 | 0.81365 | 0.27539 | 0 |  | 0 |  | 0 | 0 | 0 | 0 | 0 | 0
1525 | 0.81311 | 0.25884 | 0 |  | 0 |  | 0 | 0 | 0 | 0 | 0 | 0
1526 | 0.81258 | 0.26745 | 0 |  | 0 |  | 0 | 0 | 0 | 0 | 0 | 0
1527 | 0.81205 | 0.2622 | 0 |  | 0 |  | 0 | 0 | 0 | 0 | 0 | 0
1528 | 0.81152 | 0.27928 | 0 |  | 0 |  | 0 | 0 | 0 | 0 | 0 | 0
1529 | 0.81099 | 0.27244 | 0 |  | 0 |  | 0 | 0 | 0 | 0 | 0 | 0
1530 | 0.81046 | 0.25522 | 0 |  | 0 |  | 0 | 0 | 0 | 0 | 0 | 0
1531 | 0.80993 | 0.26973 | 0 |  | 0 |  | 0 | 0 | 0 | 0 | 0 | 0
1532 | 0.8094 | 0.27839 | 0 |  | 0 |  | 0 | 0 | 0 | 0 | 0 | 0
1533 | 0.80887 | 0.27714 | 0 |  | 0 |  | 0 | 0 | 0 | 0 | 0 | 0
1534 | 0.80834 | 0.26892 | 0 |  | 0 |  | 0 | 0 | 0 | 0 | 0 | 0
1535 | 0.80782 | 0.26686 | 0 |  | 0 |  | 0 | 0 | 0 | 0 | 0 | 0
1536 | 0.80729 | 0.27464 | 0 |  | 0 |  | 0 | 0 | 0 | 0 | 0 | 0
1537 | 0.80677 | 0.27336 | 0 |  | 0 |  | 0 | 0 | 0 | 0 | 0 | 0
1538 | 0.80624 | 0.27202 | 0 |  | 0 |  | 0 | 0 | 0 | 0 | 0 | 0
1539 | 0.80572 | 0.27295 | 0 |  | 0 |  | 0 | 0 | 0 | 0 | 0 | 0
1540 | 0.80519 | 0.26491 | 0 |  | 0 |  | 0 | 0 | 0 | 0 | 0 | 0
1541 | 0.80467 | 0.26904 | 0 |  | 0 |  | 0 | 0 | 0 | 0 | 0 | 0
1542 | 0.80415 | 0.26927 | 0 |  | 0 |  | 0 | 0 | 0 | 0 | 0 | 0
1543 | 0.80363 | 0.27208 | 0 |  | 0 |  | 0 | 0 | 0 | 0 | 0 | 0
1544 | 0.80311 | 0.2721 | 0 |  | 0 |  | 0 | 0 | 0 | 0 | 0 | 0
1545 | 0.80259 | 0.27705 | 0 |  | 0 |  | 0 | 0 | 0 | 0 | 0 | 0
1546 | 0.80207 | 0.27481 | 0 |  | 0 |  | 0 | 0 | 0 | 0 | 0 | 0
1547 | 0.80155 | 0.27309 | 0 |  | 0 |  | 0 | 0 | 0 | 0 | 0 | 0
1548 | 0.80103 | 0.26675 | 0 |  | 0 |  | 0 | 0 | 0 | 0 | 0 | 0
1549 | 0.80052 | 0.27342 | 0 |  | 0 |  | 0 | 0 | 0 | 0 | 0 | 0
1550 | 0.8 | 0.2699 | 0 |  | 0 |  | 0 | 0 | 0 | 0 | 0 | 0
1551 | 0.79948 | 0.27058 | 0 |  | 0 |  | 0 | 0 | 0 | 0 | 0 | 0
1552 | 0.79897 | 0.27182 | 0 |  | 0 |  | 0 | 0 | 0 | 0 | 0 | 0
1553 | 0.79845 | 0.27132 | 0 |  | 0 |  | 0 | 0 | 0 | 0 | 0 | 0
1554 | 0.79794 | 0.26474 | 0 |  | 0 |  | 0 | 0 | 0 | 0 | 0 | 0
1555 | 0.79743 | 0.26759 | 0 |  | 0 |  | 0 | 0 | 0 | 0 | 0 | 0
1556 | 0.79692 | 0.2631 | 0 |  | 0 |  | 0 | 0 | 0 | 0 | 0 | 0
1557 | 0.7964 | 0.27062 | 0 |  | 0 |  | 0 | 0 | 0 | 0 | 0 | 0
1558 | 0.79589 | 0.26848 | 0 |  | 0 |  | 0 | 0 | 0 | 0 | 0 | 0
1559 | 0.79538 | 0.26808 | 0 |  | 0 |  | 0 | 0 | 0 | 0 | 0 | 0
1560 | 0.79487 | 0.26568 | 0 |  | 0 |  | 0 | 0 | 0 | 0 | 0 | 0
1561 | 0.79436 | 0.27002 | 0 |  | 0 |  | 0 | 0 | 0 | 0 | 0 | 0
1562 | 0.79385 | 0.26756 | 0 |  | 0 |  | 0 | 0 | 0 | 0 | 0 | 0
1563 | 0.79335 | 0.26667 | 0 |  | 0 |  | 0 | 0 | 0 | 0 | 0 | 0
1564 | 0.79284 | 0.26264 | 0 |  | 0 |  | 0 | 0 | 0 | 0 | 0 | 0
1565 | 0.79233 | 0.26728 | 0 |  | 0 |  | 0 | 0 | 0 | 0 | 0 | 0
1566 | 0.79183 | 0.26245 | 0 |  | 0 |  | 0 | 0 | 0 | 0 | 0 | 0
1567 | 0.79132 | 0.26308 | 0 |  | 0 |  | 0 | 0 | 0 | 0 | 0 | 0
1568 | 0.79082 | 0.25722 | 0 |  | 0 |  | 0 | 0 | 0 | 0 | 0 | 0
1569 | 0.79031 | 0.25452 | 0 |  | 0 |  | 0 | 0 | 0 | 0 | 0 | 0
1570 | 0.78981 | 0.24175 | 0 |  | 0 |  | 0 | 0 | 0 | 0 | 0 | 0
1571 | 0.78931 | 0.23507 | 0 |  | 0 |  | 0 | 0 | 0 | 0 | 0 | 0
1572 | 0.7888 | 0.23775 | 0 |  | 0 |  | 0 | 0 | 0 | 0 | 0 | 0
1573 | 0.7883 | 0.23407 | 0 |  | 0 |  | 0 | 0 | 0 | 0 | 0 | 0
1574 | 0.7878 | 0.24145 | 0 |  | 0 |  | 0 | 0 | 0 | 0 | 0 | 0
1575 | 0.7873 | 0.23974 | 0 |  | 0 |  | 0 | 0 | 0 | 0 | 0 | 0
1576 | 0.7868 | 0.24678 | 0 |  | 0 |  | 0 | 0 | 0 | 0 | 0 | 0
1577 | 0.7863 | 0.21602 | 0 |  | 0 |  | 0 | 0 | 0 | 0 | 0 | 0
1578 | 0.7858 | 0.23516 | 0 |  | 0 |  | 0 | 0 | 0 | 0 | 0 | 0
1579 | 0.78531 | 0.23672 | 0 |  | 0 |  | 0 | 0 | 0 | 0 | 0 | 0
1580 | 0.78481 | 0.24464 | 0 |  | 0 |  | 0 | 0 | 0 | 0 | 0 | 0
1581 | 0.78431 | 0.2487 | 0 |  | 0 |  | 0 | 0 | 0 | 0 | 0 | 0
1582 | 0.78382 | 0.24195 | 0 |  | 0 |  | 0 | 0 | 0 | 0 | 0 | 0
1583 | 0.78332 | 0.24755 | 0 |  | 0 |  | 0 | 0 | 0 | 0 | 0 | 0
1584 | 0.78283 | 0.24904 | 0 |  | 0 |  | 0 | 0 | 0 | 0 | 0 | 0
1585 | 0.78233 | 0.25874 | 0 |  | 0 |  | 0 | 0 | 0 | 0 | 0 | 0
1586 | 0.78184 | 0.25569 | 0 |  | 0 |  | 0 | 0 | 0 | 0 | 0 | 0
1587 | 0.78135 | 0.25303 | 0 |  | 0 |  | 0 | 0 | 0 | 0 | 0 | 0
1588 | 0.78086 | 0.25107 | 0 |  | 0 |  | 0 | 0 | 0 | 0 | 0 | 0
1589 | 0.78037 | 0.23233 | 0 |  | 0 |  | 0 | 0 | 0 | 0 | 0 | 0
1590 | 0.77987 | 0.24179 | 0 |  | 0 |  | 0 | 0 | 0 | 0 | 0 | 0
1591 | 0.77938 | 0.24197 | 0 |  | 0 |  | 0 | 0 | 0 | 0 | 0 | 0
1592 | 0.77889 | 0.25225 | 0 |  | 0 |  | 0 | 0 | 0 | 0 | 0 | 0
1593 | 0.77841 | 0.25833 | 0 |  | 0 |  | 0 | 0 | 0 | 0 | 0 | 0
1594 | 0.77792 | 0.25624 | 0 |  | 0 |  | 0 | 0 | 0 | 0 | 0 | 0
1595 | 0.77743 | 0.25823 | 0 |  | 0 |  | 0 | 0 | 0 | 0 | 0 | 0
1596 | 0.77694 | 0.24452 | 0 |  | 0 |  | 0 | 0 | 0 | 0 | 0 | 0
1597 | 0.77646 | 0.24692 | 0 |  | 0 |  | 0 | 0 | 0 | 0 | 0 | 0
1598 | 0.77597 | 0.25421 | 0 |  | 0 |  | 0 | 0 | 0 | 0 | 0 | 0
1599 | 0.77548 | 0.24202 | 0 |  | 0 |  | 0 | 0 | 0 | 0 | 0 | 0
1600 | 0.775 | 0.2381 | 0 |  | 0 |  | 0 | 0 | 0 | 0 | 0 | 0
1601 | 0.77452 | 0.22323 | 0 |  | 0 |  | 0 | 0 | 0 | 0 | 0 | 0
1602 | 0.77403 | 0.22413 | 0 |  | 0 |  | 0 | 0 | 0 | 0 | 0 | 0
1603 | 0.77355 | 0.22397 | 0 |  | 0 |  | 0 | 0 | 0 | 0 | 0 | 0
1604 | 0.77307 | 0.22842 | 0 |  | 0 |  | 0 | 0 | 0 | 0 | 0 | 0
1605 | 0.77259 | 0.23683 | 0 |  | 0 |  | 0 | 0 | 0 | 0 | 0 | 0
1606 | 0.7721 | 0.2414 | 0 |  | 0 |  | 0 | 0 | 0 | 0 | 0 | 0
1607 | 0.77162 | 0.23296 | 0 |  | 0 |  | 0 | 0 | 0 | 0 | 0 | 0
1608 | 0.77114 | 0.2299 | 0 |  | 0 |  | 0 | 0 | 0 | 0 | 0 | 0
1609 | 0.77067 | 0.22727 | 0 |  | 0 |  | 0 | 0 | 0 | 0 | 0 | 0
1610 | 0.77019 | 0.2176 | 0 |  | 0 |  | 0 | 0 | 0 | 0 | 0 | 0
1611 | 0.76971 | 0.2268 | 0 |  | 0 |  | 0 | 0 | 0 | 0 | 0 | 0
1612 | 0.76923 | 0.23076 | 0 |  | 0 |  | 0 | 0 | 0 | 0 | 0 | 0
1613 | 0.76875 | 0.23719 | 0 |  | 0 |  | 0 | 0 | 0 | 0 | 0 | 0
1614 | 0.76828 | 0.23838 | 0 |  | 0 |  | 0 | 0 | 0 | 0 | 0 | 0
1615 | 0.7678 | 0.24104 | 0 |  | 0 |  | 0 | 0 | 0 | 0 | 0 | 0
1616 | 0.76733 | 0.2305 | 0 |  | 0 |  | 0 | 0 | 0 | 0 | 0 | 0
1617 | 0.76685 | 0.23465 | 0 |  | 0 |  | 0 | 0 | 0 | 0 | 0 | 0
1618 | 0.76638 | 0.24352 | 0 |  | 0 |  | 0 | 0 | 0 | 0 | 0 | 0
1619 | 0.7659 | 0.241 | 0 |  | 0 |  | 0 | 0 | 0 | 0 | 0 | 0
1620 | 0.76543 | 0.23449 | 0 |  | 0 |  | 0 | 0 | 0 | 0 | 0 | 0
1621 | 0.76496 | 0.2343 | 0 |  | 0 |  | 0 | 0 | 0 | 0 | 0 | 0
1622 | 0.76449 | 0.23754 | 0 |  | 0 |  | 0 | 0 | 0 | 0 | 0 | 0
1623 | 0.76402 | 0.24246 | 0 |  | 0 |  | 0 | 0 | 0 | 0 | 0 | 0
1624 | 0.76355 | 0.24269 | 0 |  | 0 |  | 0 | 0 | 0 | 0 | 0 | 0
1625 | 0.76308 | 0.23782 | 0 |  | 0 |  | 0 | 0 | 0 | 0 | 0 | 0
1626 | 0.76261 | 0.23971 | 0 |  | 0 |  | 0 | 0 | 0 | 0 | 0 | 0
1627 | 0.76214 | 0.24078 | 0 |  | 0 |  | 0 | 0 | 0 | 0 | 0 | 0
1628 | 0.76167 | 0.24126 | 0 |  | 0 |  | 0 | 0 | 0 | 0 | 0 | 0
1629 | 0.7612 | 0.24137 | 0 |  | 0 |  | 0 | 0 | 0 | 0 | 0 | 0
1630 | 0.76074 | 0.23651 | 0 |  | 0 |  | 0 | 0 | 0 | 0 | 0 | 0
1631 | 0.76027 | 0.23806 | 0 |  | 0 |  | 0 | 0 | 0 | 0 | 0 | 0
1632 | 0.7598 | 0.23821 | 0 |  | 0 |  | 0 | 0 | 0 | 0 | 0 | 0
1633 | 0.75934 | 0.23267 | 0 |  | 0 |  | 0 | 0 | 0 | 0 | 0 | 0
1634 | 0.75887 | 0.23282 | 0 |  | 0 |  | 0 | 0 | 0 | 0 | 0 | 0
1635 | 0.75841 | 0.23367 | 0 |  | 0 |  | 0 | 0 | 0 | 0 | 0 | 0
1636 | 0.75795 | 0.23539 | 0 |  | 0 |  | 0 | 0 | 0 | 0 | 0 | 0
1637 | 0.75748 | 0.227 | 0 |  | 0 |  | 0 | 0 | 0 | 0 | 0 | 0
1638 | 0.75702 | 0.22007 | 0 |  | 0 |  | 0 | 0 | 0 | 0 | 0 | 0
1639 | 0.75656 | 0.22026 | 0 |  | 0 |  | 0 | 0 | 0 | 0 | 0 | 0
1640 | 0.7561 | 0.21511 | 0 |  | 0 |  | 0 | 0 | 0 | 0 | 0 | 0
1641 | 0.75564 | 0.2196 | 0 |  | 0 |  | 0 | 0 | 0 | 0 | 0 | 0
1642 | 0.75518 | 0.22082 | 0 |  | 0 |  | 0 | 0 | 0 | 0 | 0 | 0
1643 | 0.75472 | 0.21535 | 0 |  | 0 |  | 0 | 0 | 0 | 0 | 0 | 0
1644 | 0.75426 | 0.22355 | 0 |  | 0 |  | 0 | 0 | 0 | 0 | 0 | 0
1645 | 0.7538 | 0.21822 | 0 |  | 0 |  | 0 | 0 | 0 | 0 | 0 | 0
1646 | 0.75334 | 0.21749 | 0 |  | 0 |  | 0 | 0 | 0 | 0 | 0 | 0
1647 | 0.75288 | 0.22768 | 0 |  | 0 |  | 0 | 0 | 0 | 0 | 0 | 0
1648 | 0.75243 | 0.21655 | 0 |  | 0 |  | 0 | 0 | 0 | 0 | 0 | 0
1649 | 0.75197 | 0.21867 | 0 |  | 0 |  | 0 | 0 | 0 | 0 | 0 | 0
1650 | 0.75152 | 0.22526 | 0 |  | 0 |  | 0 | 0 | 0 | 0 | 0 | 0
1651 | 0.75106 | 0.20855 | 0 |  | 0 |  | 0 | 0 | 0 | 0 | 0 | 0
1652 | 0.75061 | 0.22373 | 0 |  | 0 |  | 0 | 0 | 0 | 0 | 0 | 0
1653 | 0.75015 | 0.22277 | 0 |  | 0 |  | 0 | 0 | 0 | 0 | 0 | 0
1654 | 0.7497 | 0.21583 | 0 |  | 0 |  | 0 | 0 | 0 | 0 | 0 | 0
1655 | 0.74924 | 0.22231 | 0 |  | 0 |  | 0 | 0 | 0 | 0 | 0 | 0
1656 | 0.74879 | 0.22101 | 0 |  | 0 |  | 0 | 0 | 0 | 0 | 0 | 0
1657 | 0.74834 | 0.22223 | 0 |  | 0 |  | 0 | 0 | 0 | 0 | 0 | 0
1658 | 0.74789 | 0.22487 | 0 |  | 0 |  | 0 | 0 | 0 | 0 | 0 | 0
1659 | 0.74744 | 0.2212 | 0 |  | 0 |  | 0 | 0 | 0 | 0 | 0 | 0
1660 | 0.74699 | 0.22332 | 0 |  | 0 |  | 0 | 0 | 0 | 0 | 0 | 0
1661 | 0.74654 | 0.22384 | 0 |  | 0 |  | 0 | 0 | 0 | 0 | 0 | 0
1662 | 0.74609 | 0.21908 | 0 |  | 0 |  | 0 | 0 | 0 | 0 | 0 | 0
1663 | 0.74564 | 0.22235 | 0 |  | 0 |  | 0 | 0 | 0 | 0 | 0 | 0
1664 | 0.74519 | 0.22098 | 0 |  | 0 |  | 0 | 0 | 0 | 0 | 0 | 0
1665 | 0.74474 | 0.21178 | 0 |  | 0 |  | 0 | 0 | 0 | 0 | 0 | 0
1666 | 0.7443 | 0.17884 | 0 |  | 0 |  | 0 | 0 | 0 | 0 | 0 | 0
1667 | 0.74385 | 0.21068 | 0 |  | 0 |  | 0 | 0 | 0 | 0 | 0 | 0
1668 | 0.74341 | 0.21459 | 0 |  | 0 |  | 0 | 0 | 0 | 0 | 0 | 0
1669 | 0.74296 | 0.21516 | 0 |  | 0 |  | 0 | 0 | 0 | 0 | 0 | 0
1670 | 0.74251 | 0.22168 | 0 |  | 0 |  | 0 | 0 | 0 | 0 | 0 | 0
1671 | 0.74207 | 0.21879 | 0 |  | 0 |  | 0 | 0 | 0 | 0 | 0 | 0
1672 | 0.74163 | 0.21147 | 0 |  | 0 |  | 0 | 0 | 0 | 0 | 0 | 0
1673 | 0.74118 | 0.21629 | 0 |  | 0 |  | 0 | 0 | 0 | 0 | 0 | 0
1674 | 0.74074 | 0.21575 | 0 |  | 0 |  | 0 | 0 | 0 | 0 | 0 | 0
1675 | 0.7403 | 0.2136 | 0 |  | 0 |  | 0 | 0 | 0 | 0 | 0 | 0
1676 | 0.73986 | 0.21145 | 0 |  | 0 |  | 0 | 0 | 0 | 0 | 0 | 0
1677 | 0.73942 | 0.21229 | 0 |  | 0 |  | 0 | 0 | 0 | 0 | 0 | 0
1678 | 0.73897 | 0.20915 | 0 |  | 0 |  | 0 | 0 | 0 | 0 | 0 | 0
1679 | 0.73853 | 0.21303 | 0 |  | 0 |  | 0 | 0 | 0 | 0 | 0 | 0
1680 | 0.7381 | 0.20558 | 0 |  | 0 |  | 0 | 0 | 0 | 0 | 0 | 0
1681 | 0.73766 | 0.19447 | 0 |  | 0 |  | 0 | 0 | 0 | 0 | 0 | 0
1682 | 0.73722 | 0.20366 | 0 |  | 0 |  | 0 | 0 | 0 | 0 | 0 | 0
1683 | 0.73678 | 0.20906 | 0 |  | 0 |  | 0 | 0 | 0 | 0 | 0 | 0
1684 | 0.73634 | 0.19797 | 0 |  | 0 |  | 0 | 0 | 0 | 0 | 0 | 0
1685 | 0.73591 | 0.21321 | 0 |  | 0 |  | 0 | 0 | 0 | 0 | 0 | 0
1686 | 0.73547 | 0.21026 | 0 |  | 0 |  | 0 | 0 | 0 | 0 | 0 | 0
1687 | 0.73503 | 0.20484 | 0 |  | 0 |  | 0 | 0 | 0 | 0 | 0 | 0
1688 | 0.7346 | 0.21013 | 0 |  | 0 |  | 0 | 0 | 0 | 0 | 0 | 0
1689 | 0.73416 | 0.20718 | 0 |  | 0 |  | 0 | 0 | 0 | 0 | 0 | 0
1690 | 0.73373 | 0.20523 | 0 |  | 0 |  | 0 | 0 | 0 | 0 | 0 | 0
1691 | 0.73329 | 0.19303 | 0 |  | 0 |  | 0 | 0 | 0 | 0 | 0 | 0
1692 | 0.73286 | 0.20708 | 0 |  | 0 |  | 0 | 0 | 0 | 0 | 0 | 0
1693 | 0.73243 | 0.21134 | 0 |  | 0 |  | 0 | 0 | 0 | 0 | 0 | 0
1694 | 0.732 | 0.20477 | 0 |  | 0 |  | 0 | 0 | 0 | 0 | 0 | 0
1695 | 0.73156 | 0.20968 | 0 |  | 0 |  | 0 | 0 | 0 | 0 | 0 | 0
1696 | 0.73113 | 0.20922 | 0 |  | 0 |  | 0 | 0 | 0 | 0 | 0 | 0
1697 | 0.7307 | 0.18107 | 0 |  | 0 |  | 0 | 0 | 0 | 0 | 0 | 0
1698 | 0.73027 | 0.20739 | 0 |  | 0 |  | 0 | 0 | 0 | 0 | 0 | 0
1699 | 0.72984 | 0.20551 | 0 |  | 0 |  | 0 | 0 | 0 | 0 | 0 | 0
1700 | 0.72941 | 0.19975 | 0 |  | 0 |  | 0 | 0 | 0 | 0 | 0 | 0
1701 | 0.72898 | 0.2025 | 0 |  | 0 |  | 0 | 0 | 0 | 0 | 0 | 0
1702 | 0.72855 | 0.20396 | 0 |  | 0 |  | 0 | 0 | 0 | 0 | 0 | 0
1703 | 0.72813 | 0.20321 | 0 |  | 0 |  | 0 | 0 | 0 | 0 | 0 | 0
1704 | 0.7277 | 0.20083 | 0 |  | 0 |  | 0 | 0 | 0 | 0 | 0 | 0
1705 | 0.72727 | 0.19778 | 0 |  | 0 |  | 0 | 0 | 0 | 0 | 0 | 0
1706 | 0.72685 | 0.19488 | 0 |  | 0 |  | 0 | 0 | 0 | 0 | 0 | 0
1707 | 0.72642 | 0.19237 | 0 |  | 0 |  | 0 | 0 | 0 | 0 | 0 | 0
1708 | 0.726 | 0.19031 | 0 |  | 0 |  | 0 | 0 | 0 | 0 | 0 | 0
1709 | 0.72557 | 0.18879 | 0 |  | 0 |  | 0 | 0 | 0 | 0 | 0 | 0
1710 | 0.72515 | 0.1879 | 0 |  | 0 |  | 0 | 0 | 0 | 0 | 0 | 0
1711 | 0.72472 | 0.18766 | 0 |  | 0 |  | 0 | 0 | 0 | 0 | 0 | 0
1712 | 0.7243 | 0.18793 | 0 |  | 0 |  | 0 | 0 | 0 | 0 | 0 | 0
1713 | 0.72388 | 0.18848 | 0 |  | 0 |  | 0 | 0 | 0 | 0 | 0 | 0
1714 | 0.72345 | 0.18912 | 0 |  | 0 |  | 0 | 0 | 0 | 0 | 0 | 0
1715 | 0.72303 | 0.18965 | 0 |  | 0 |  | 0 | 0 | 0 | 0 | 0 | 0
1716 | 0.72261 | 0.18988 | 0 |  | 0 |  | 0 | 0 | 0 | 0 | 0 | 0
1717 | 0.72219 | 0.18976 | 0 |  | 0 |  | 0 | 0 | 0 | 0 | 0 | 0
1718 | 0.72177 | 0.18925 | 0 |  | 0 |  | 0 | 0 | 0 | 0 | 0 | 0
1719 | 0.72135 | 0.18834 | 0 |  | 0 |  | 0 | 0 | 0 | 0 | 0 | 0
1720 | 0.72093 | 0.18698 | 0 |  | 0 |  | 0 | 0 | 0 | 0 | 0 | 0
1721 | 0.72051 | 0.1852 | 0 |  | 0 |  | 0 | 0 | 0 | 0 | 0 | 0
1722 | 0.72009 | 0.18318 | 0 |  | 0 |  | 0 | 0 | 0 | 0 | 0 | 0
1723 | 0.71967 | 0.18116 | 0 |  | 0 |  | 0 | 0 | 0 | 0 | 0 | 0
1724 | 0.71926 | 0.17938 | 0 |  | 0 |  | 0 | 0 | 0 | 0 | 0 | 0
1725 | 0.71884 | 0.17808 | 0 |  | 0 |  | 0 | 0 | 0 | 0 | 0 | 0
1726 | 0.71842 | 0.17739 | 0 |  | 0 |  | 0 | 0 | 0 | 0 | 0 | 0
1727 | 0.71801 | 0.17702 | 0 |  | 0 |  | 0 | 0 | 0 | 0 | 0 | 0
1728 | 0.71759 | 0.1766 | 0 |  | 0 |  | 0 | 0 | 0 | 0 | 0 | 0
1729 | 0.71718 | 0.17575 | 0 |  | 0 |  | 0 | 0 | 0 | 0 | 0 | 0
1730 | 0.71676 | 0.17407 | 0 |  | 0 |  | 0 | 0 | 0 | 0 | 0 | 0
1731 | 0.71635 | 0.17137 | 0 |  | 0 |  | 0 | 0 | 0 | 0 | 0 | 0
1732 | 0.71594 | 0.16811 | 0 |  | 0 |  | 0 | 0 | 0 | 0 | 0 | 0
1733 | 0.71552 | 0.16495 | 0 |  | 0 |  | 0 | 0 | 0 | 0 | 0 | 0
1734 | 0.71511 | 0.16255 | 0 |  | 0 |  | 0 | 0 | 0 | 0 | 0 | 0
1735 | 0.7147 | 0.16154 | 0 |  | 0 |  | 0 | 0 | 0 | 0 | 0 | 0
1736 | 0.71429 | 0.16233 | 0 |  | 0 |  | 0 | 0 | 0 | 0 | 0 | 0
1737 | 0.71387 | 0.16428 | 0 |  | 0 |  | 0 | 0 | 0 | 0 | 0 | 0
1738 | 0.71346 | 0.1665 | 0 |  | 0 |  | 0 | 0 | 0 | 0 | 0 | 0
1739 | 0.71305 | 0.16809 | 0 |  | 0 |  | 0 | 0 | 0 | 0 | 0 | 0
1740 | 0.71264 | 0.16818 | 0 |  | 0 |  | 0 | 0 | 0 | 0 | 0 | 0
1741 | 0.71223 | 0.16618 | 0 |  | 0 |  | 0 | 0 | 0 | 0 | 0 | 0
1742 | 0.71183 | 0.16282 | 0 |  | 0 |  | 0 | 0 | 0 | 0 | 0 | 0
1743 | 0.71142 | 0.15911 | 0 |  | 0 |  | 0 | 0 | 0 | 0 | 0 | 0
1744 | 0.71101 | 0.1561 | 0 |  | 0 |  | 0 | 0 | 0 | 0 | 0 | 0
1745 | 0.7106 | 0.15481 | 0 |  | 0 |  | 0 | 0 | 0 | 0 | 0 | 0
1746 | 0.71019 | 0.15592 | 0 |  | 0 |  | 0 | 0 | 0 | 0 | 0 | 0
1747 | 0.70979 | 0.15867 | 0 |  | 0 |  | 0 | 0 | 0 | 0 | 0 | 0
1748 | 0.70938 | 0.16195 | 0 |  | 0 |  | 0 | 0 | 0 | 0 | 0 | 0
1749 | 0.70898 | 0.16465 | 0 |  | 0 |  | 0 | 0 | 0 | 0 | 0 | 0
1750 | 0.70857 | 0.16566 | 0 |  | 0 |  | 0 | 0 | 0 | 0 | 0 | 0
1751 | 0.70817 | 0.16424 | 0 |  | 0 |  | 0 | 0 | 0 | 0 | 0 | 0
1752 | 0.70776 | 0.16114 | 0 |  | 0 |  | 0 | 0 | 0 | 0 | 0 | 0
1753 | 0.70736 | 0.15749 | 0 |  | 0 |  | 0 | 0 | 0 | 0 | 0 | 0
1754 | 0.70696 | 0.1544 | 0 |  | 0 |  | 0 | 0 | 0 | 0 | 0 | 0
1755 | 0.70655 | 0.15301 | 0 |  | 0 |  | 0 | 0 | 0 | 0 | 0 | 0
1756 | 0.70615 | 0.15403 | 0 |  | 0 |  | 0 | 0 | 0 | 0 | 0 | 0
1757 | 0.70575 | 0.15655 | 0 |  | 0 |  | 0 | 0 | 0 | 0 | 0 | 0
1758 | 0.70535 | 0.15926 | 0 |  | 0 |  | 0 | 0 | 0 | 0 | 0 | 0
1759 | 0.70495 | 0.16084 | 0 |  | 0 |  | 0 | 0 | 0 | 0 | 0 | 0
1760 | 0.70455 | 0.15998 | 0 |  | 0 |  | 0 | 0 | 0 | 0 | 0 | 0
1761 | 0.70415 | 0.15584 | 0 |  | 0 |  | 0 | 0 | 0 | 0 | 0 | 0
1762 | 0.70375 | 0.1495 | 0 |  | 0 |  | 0 | 0 | 0 | 0 | 0 | 0
1763 | 0.70335 | 0.14252 | 0 |  | 0 |  | 0 | 0 | 0 | 0 | 0 | 0
1764 | 0.70295 | 0.13644 | 0 |  | 0 |  | 0 | 0 | 0 | 0 | 0 | 0
1765 | 0.70255 | 0.13284 | 0 |  | 0 |  | 0 | 0 | 0 | 0 | 0 | 0
1766 | 0.70215 | 0.13275 | 0 |  | 0 |  | 0 | 0 | 0 | 0 | 0 | 0
1767 | 0.70175 | 0.13513 | 0 |  | 0 |  | 0 | 0 | 0 | 0 | 0 | 0
1768 | 0.70136 | 0.13845 | 0 |  | 0 |  | 0 | 0 | 0 | 0 | 0 | 0
1769 | 0.70096 | 0.14116 | 0 |  | 0 |  | 0 | 0 | 0 | 0 | 0 | 0
1770 | 0.70056 | 0.14172 | 0 |  | 0 |  | 0 | 0 | 0 | 0 | 0 | 0
1771 | 0.70017 | 0.13903 | 0 |  | 0 |  | 0 | 0 | 0 | 0 | 0 | 0
1772 | 0.69977 | 0.13382 | 0 |  | 0 |  | 0 | 0 | 0 | 0 | 0 | 0
1773 | 0.69938 | 0.12726 | 0 |  | 0 |  | 0 | 0 | 0 | 0 | 0 | 0
1774 | 0.69899 | 0.12054 | 0 |  | 0 |  | 0 | 0 | 0 | 0 | 0 | 0
1775 | 0.69859 | 0.11484 | 0 |  | 0 |  | 0 | 0 | 0 | 0 | 0 | 0
1776 | 0.6982 | 0.111 | 0 |  | 0 |  | 0 | 0 | 0 | 0 | 0 | 0
1777 | 0.69781 | 0.10849 | 0 |  | 0 |  | 0 | 0 | 0 | 0 | 0 | 0
1778 | 0.69741 | 0.10648 | 0 |  | 0 |  | 0 | 0 | 0 | 0 | 0 | 0
1779 | 0.69702 | 0.1041 | 0 |  | 0 |  | 0 | 0 | 0 | 0 | 0 | 0
1780 | 0.69663 | 0.1005 | 0 |  | 0 |  | 0 | 0 | 0 | 0 | 0 | 0
1781 | 0.69624 | 0.09517 | 0 |  | 0 |  | 0 | 0 | 0 | 0 | 0 | 0
1782 | 0.69585 | 0.08896 | 0 |  | 0 |  | 0 | 0 | 0 | 0 | 0 | 0
1783 | 0.69546 | 0.08306 | 0 |  | 0 |  | 0 | 0 | 0 | 0 | 0 | 0
1784 | 0.69507 | 0.07867 | 0 |  | 0 |  | 0 | 0 | 0 | 0 | 0 | 0
1785 | 0.69468 | 0.07698 | 0 |  | 0 |  | 0 | 0 | 0 | 0 | 0 | 0
1786 | 0.69429 | 0.07869 | 0 |  | 0 |  | 0 | 0 | 0 | 0 | 0 | 0
1787 | 0.6939 | 0.08252 | 0 |  | 0 |  | 0 | 0 | 0 | 0 | 0 | 0
1788 | 0.69351 | 0.08668 | 0 |  | 0 |  | 0 | 0 | 0 | 0 | 0 | 0
1789 | 0.69312 | 0.0894 | 0 |  | 0 |  | 0 | 0 | 0 | 0 | 0 | 0
1790 | 0.69274 | 0.0889 | 0 |  | 0 |  | 0 | 0 | 0 | 0 | 0 | 0
1791 | 0.69235 | 0.08398 | 0 |  | 0 |  | 0 | 0 | 0 | 0 | 0 | 0
1792 | 0.69196 | 0.07569 | 0 |  | 0 |  | 0 | 0 | 0 | 0 | 0 | 0
1793 | 0.69158 | 0.06566 | 0 |  | 0 |  | 0 | 0 | 0 | 0 | 0 | 0
1794 | 0.69119 | 0.05553 | 0 |  | 0 |  | 0 | 0 | 0 | 0 | 0 | 0
1795 | 0.69081 | 0.04693 | 0 |  | 0 |  | 0 | 0 | 0 | 0 | 0 | 0
1796 | 0.69042 | 0.04107 | 0 |  | 0 |  | 0 | 0 | 0 | 0 | 0 | 0
1797 | 0.69004 | 0.0375 | 0 |  | 0 |  | 0 | 0 | 0 | 0 | 0 | 0
1798 | 0.68966 | 0.03534 | 0 |  | 0 |  | 0 | 0 | 0 | 0 | 0 | 0
1799 | 0.68927 | 0.03374 | 0 |  | 0 |  | 0 | 0 | 0 | 0 | 0 | 0
1800 | 0.68889 | 0.03183 | 0 |  | 0 |  | 0 | 0 | 0 | 0 | 0 | 0
1801 | 0.68851 | 0.02895 | 0 |  | 0 |  | 0 | 0 | 0 | 0 | 0 | 0
1802 | 0.68812 | 0.02535 | 0 |  | 0 |  | 0 | 0 | 0 | 0 | 0 | 0
1803 | 0.68774 | 0.02149 | 0 |  | 0 |  | 0 | 0 | 0 | 0 | 0 | 0
1804 | 0.68736 | 0.01782 | 0 |  | 0 |  | 0 | 0 | 0 | 0 | 0 | 0
1805 | 0.68698 | 0.01482 | 0 |  | 0 |  | 0 | 0 | 0 | 0 | 0 | 0
1806 | 0.6866 | 0.0128 | 0 |  | 0 |  | 0 | 0 | 0 | 0 | 0 | 0
1807 | 0.68622 | 0.01159 | 0 |  | 0 |  | 0 | 0 | 0 | 0 | 0 | 0
1808 | 0.68584 | 0.01088 | 0 |  | 0 |  | 0 | 0 | 0 | 0 | 0 | 0
1809 | 0.68546 | 0.01035 | 0 |  | 0 |  | 0 | 0 | 0 | 0 | 0 | 0
1810 | 0.68508 | 0.00969 | 0 |  | 0 |  | 0 | 0 | 0 | 0 | 0 | 0
1811 | 0.6847 | 0.00867 | 0 |  | 0 |  | 0 | 0 | 0 | 0 | 0 | 0
1812 | 0.68433 | 0.00737 | 0 |  | 0 |  | 0 | 0 | 0 | 0 | 0 | 0
1813 | 0.68395 | 0.00593 | 0 |  | 0 |  | 0 | 0 | 0 | 0 | 0 | 0
1814 | 0.68357 | 0.00452 | 0 |  | 0 |  | 0 | 0 | 0 | 0 | 0 | 0
1815 | 0.6832 | 0.00328 | 0 |  | 0 |  | 0 | 0 | 0 | 0 | 0 | 0
1816 | 0.68282 | 0.00234 | 0 |  | 0 |  | 0 | 0 | 0 | 0 | 0 | 0
1817 | 0.68244 | 0.00168 | 0 |  | 0 |  | 0 | 0 | 0 | 0 | 0 | 0
1818 | 0.68207 | 0.00127 | 0 |  | 0 |  | 0 | 0 | 0 | 0 | 0 | 0
1819 | 0.68169 | 0.00105 | 0 |  | 0 |  | 0 | 0 | 0 | 0 | 0 | 0
1820 | 0.68132 | 0.00098755 | 0 |  | 0 |  | 0 | 0 | 0 | 0 | 0 | 0
1821 | 0.68094 | 0.00103 | 0 |  | 0 |  | 0 | 0 | 0 | 0 | 0 | 0
1822 | 0.68057 | 0.00114 | 0 |  | 0 |  | 0 | 0 | 0 | 0 | 0 | 0
1823 | 0.6802 | 0.00125 | 0 |  | 0 |  | 0 | 0 | 0 | 0 | 0 | 0
1824 | 0.67982 | 0.00131 | 0 |  | 0 |  | 0 | 0 | 0 | 0 | 0 | 0
1825 | 0.67945 | 0.00127 | 0 |  | 0 |  | 0 | 0 | 0 | 0 | 0 | 0
1826 | 0.67908 | 0.0011 | 0 |  | 0 |  | 0 | 0 | 0 | 0 | 0 | 0
1827 | 0.67871 | 0.00083777 | 0 |  | 0 |  | 0 | 0 | 0 | 0 | 0 | 0
1828 | 0.67834 | 0.00052911 | 0 |  | 0 |  | 0 | 0 | 0 | 0 | 0 | 0
1829 | 0.67797 | 0.00023331 | 0 |  | 0 |  | 0 | 0 | 0 | 0 | 0 | 0
1830 | 0.6776 | 5.2041e-06 | 0 |  | 0 |  | 0 | 0 | 0 | 0 | 0 | 0
1831 | 0.67723 | -0.00011472 | 0 |  | 0 |  | 0 | 0 | 0 | 0 | 0 | 0
1832 | 0.67686 | -0.00014334 | 0 |  | 0 |  | 0 | 0 | 0 | 0 | 0 | 0
1833 | 0.67649 | -0.00011188 | 0 |  | 0 |  | 0 | 0 | 0 | 0 | 0 | 0
1834 | 0.67612 | -5.1554e-05 | 0 |  | 0 |  | 0 | 0 | 0 | 0 | 0 | 0
1835 | 0.67575 | 6.419e-06 | 0 |  | 0 |  | 0 | 0 | 0 | 0 | 0 | 0
1836 | 0.67538 | 3.7473e-05 | 0 |  | 0 |  | 0 | 0 | 0 | 0 | 0 | 0
1837 | 0.67501 | 4.3659e-05 | 0 |  | 0 |  | 0 | 0 | 0 | 0 | 0 | 0
1838 | 0.67465 | 3.3683e-05 | 0 |  | 0 |  | 0 | 0 | 0 | 0 | 0 | 0
1839 | 0.67428 | 1.6249e-05 | 0 |  | 0 |  | 0 | 0 | 0 | 0 | 0 | 0
1840 | 0.67391 | 6.2703e-08 | 0 |  | 0 |  | 0 | 0 | 0 | 0 | 0 | 0
1841 | 0.67355 | -8.0616e-06 | 0 |  | 0 |  | 0 | 0 | 0 | 0 | 0 | 0
1842 | 0.67318 | -8.8685e-06 | 0 |  | 0 |  | 0 | 0 | 0 | 0 | 0 | 0
1843 | 0.67282 | -4.993e-06 | 0 |  | 0 |  | 0 | 0 | 0 | 0 | 0 | 0
1844 | 0.67245 | 9.3007e-07 | 0 |  | 0 |  | 0 | 0 | 0 | 0 | 0 | 0
1845 | 0.67209 | 6.2658e-06 | 0 |  | 0 |  | 0 | 0 | 0 | 0 | 0 | 0
1846 | 0.67172 | 8.948e-06 | 0 |  | 0 |  | 0 | 0 | 0 | 0 | 0 | 0
1847 | 0.67136 | 9.1851e-06 | 0 |  | 0 |  | 0 | 0 | 0 | 0 | 0 | 0
1848 | 0.671 | 7.7545e-06 | 0 |  | 0 |  | 0 | 0 | 0 | 0 | 0 | 0
1849 | 0.67063 | 5.4335e-06 | 0 |  | 0 |  | 0 | 0 | 0 | 0 | 0 | 0
1850 | 0.67027 | 2.9993e-06 | 0 |  | 0 |  | 0 | 0 | 0 | 0 | 0 | 0
1851 | 0.66991 | 1.1008e-06 | 0 |  | 0 |  | 0 | 0 | 0 | 0 | 0 | 0
1852 | 0.66955 | -1.2687e-07 | 0 |  | 0 |  | 0 | 0 | 0 | 0 | 0 | 0
1853 | 0.66919 | -6.7677e-07 | 0 |  | 0 |  | 0 | 0 | 0 | 0 | 0 | 0
1854 | 0.66882 | -5.421e-07 | 0 |  | 0 |  | 0 | 0 | 0 | 0 | 0 | 0
1855 | 0.66846 | 2.8396e-07 | 0 |  | 0 |  | 0 | 0 | 0 | 0 | 0 | 0
1856 | 0.6681 | 1.7773e-06 | 0 |  | 0 |  | 0 | 0 | 0 | 0 | 0 | 0
1857 | 0.66774 | 3.7897e-06 | 0 |  | 0 |  | 0 | 0 | 0 | 0 | 0 | 0
1858 | 0.66738 | 6.1422e-06 | 0 |  | 0 |  | 0 | 0 | 0 | 0 | 0 | 0
1859 | 0.66703 | 8.6556e-06 | 0 |  | 0 |  | 0 | 0 | 0 | 0 | 0 | 0
1860 | 0.66667 | 1.1151e-05 | 0 |  | 0 |  | 0 | 0 | 0 | 0 | 0 | 0
1861 | 0.66631 | 1.3448e-05 | 0 |  | 0 |  | 0 | 0 | 0 | 0 | 0 | 0
1862 | 0.66595 | 1.5364e-05 | 0 |  | 0 |  | 0 | 0 | 0 | 0 | 0 | 0
1863 | 0.66559 | 1.6715e-05 | 0 |  | 0 |  | 0 | 0 | 0 | 0 | 0 | 0
1864 | 0.66524 | 1.7315e-05 | 0 |  | 0 |  | 0 | 0 | 0 | 0 | 0 | 0
1865 | 0.66488 | 1.6982e-05 | 0 |  | 0 |  | 0 | 0 | 0 | 0 | 0 | 0
1866 | 0.66452 | 1.5572e-05 | 0 |  | 0 |  | 0 | 0 | 0 | 0 | 0 | 0
1867 | 0.66417 | 1.3106e-05 | 0 |  | 0 |  | 0 | 0 | 0 | 0 | 0 | 0
1868 | 0.66381 | 9.6467e-06 | 0 |  | 0 |  | 0 | 0 | 0 | 0 | 0 | 0
1869 | 0.66346 | 5.2574e-06 | 0 |  | 0 |  | 0 | 0 | 0 | 0 | 0 | 0
1870 | 0.6631 | 2.6662e-10 | 0 |  | 0 |  | 0 | 0 | 0 | 0 | 0 | 0
1871 | 0.66275 | -5.7652e-06 | 0 |  | 0 |  | 0 | 0 | 0 | 0 | 0 | 0
1872 | 0.66239 | -1.0492e-05 | 0 |  | 0 |  | 0 | 0 | 0 | 0 | 0 | 0
1873 | 0.66204 | -1.2336e-05 | 0 |  | 0 |  | 0 | 0 | 0 | 0 | 0 | 0
1874 | 0.66169 | -9.453e-06 | 0 |  | 0 |  | 0 | 0 | 0 | 0 | 0 | 0
1875 | 0.66133 | 4.513e-10 | 0 |  | 0 |  | 0 | 0 | 0 | 0 | 0 | 0
1876 | 0.66098 | 1.6806e-05 | 0 |  | 0 |  | 0 | 0 | 0 | 0 | 0 | 0
1877 | 0.66063 | 3.7492e-05 | 0 |  | 0 |  | 0 | 0 | 0 | 0 | 0 | 0
1878 | 0.66028 | 5.7526e-05 | 0 |  | 0 |  | 0 | 0 | 0 | 0 | 0 | 0
1879 | 0.65993 | 7.2375e-05 | 0 |  | 0 |  | 0 | 0 | 0 | 0 | 0 | 0
1880 | 0.65957 | 7.7505e-05 | 0 |  | 0 |  | 0 | 0 | 0 | 0 | 0 | 0
1881 | 0.65922 | 7.0344e-05 | 0 |  | 0 |  | 0 | 0 | 0 | 0 | 0 | 0
1882 | 0.65887 | 5.6166e-05 | 0 |  | 0 |  | 0 | 0 | 0 | 0 | 0 | 0
1883 | 0.65852 | 4.2207e-05 | 0 |  | 0 |  | 0 | 0 | 0 | 0 | 0 | 0
1884 | 0.65817 | 3.5703e-05 | 0 |  | 0 |  | 0 | 0 | 0 | 0 | 0 | 0
1885 | 0.65782 | 4.389e-05 | 0 |  | 0 |  | 0 | 0 | 0 | 0 | 0 | 0
1886 | 0.65748 | 7.1322e-05 | 0 |  | 0 |  | 0 | 0 | 0 | 0 | 0 | 0
1887 | 0.65713 | 0.00011183 | 0 |  | 0 |  | 0 | 0 | 0 | 0 | 0 | 0
1888 | 0.65678 | 0.00015657 | 0 |  | 0 |  | 0 | 0 | 0 | 0 | 0 | 0
1889 | 0.65643 | 0.00019668 | 0 |  | 0 |  | 0 | 0 | 0 | 0 | 0 | 0
1890 | 0.65608 | 0.00022333 | 0 |  | 0 |  | 0 | 0 | 0 | 0 | 0 | 0
1891 | 0.65574 | 0.00022993 | 0 |  | 0 |  | 0 | 0 | 0 | 0 | 0 | 0
1892 | 0.65539 | 0.00021903 | 0 |  | 0 |  | 0 | 0 | 0 | 0 | 0 | 0
1893 | 0.65504 | 0.00019545 | 0 |  | 0 |  | 0 | 0 | 0 | 0 | 0 | 0
1894 | 0.6547 | 0.00016399 | 0 |  | 0 |  | 0 | 0 | 0 | 0 | 0 | 0
1895 | 0.65435 | 0.00012947 | 0 |  | 0 |  | 0 | 0 | 0 | 0 | 0 | 0
1896 | 0.65401 | 9.6083e-05 | 0 |  | 0 |  | 0 | 0 | 0 | 0 | 0 | 0
1897 | 0.65366 | 6.5492e-05 | 0 |  | 0 |  | 0 | 0 | 0 | 0 | 0 | 0
1898 | 0.65332 | 3.8733e-05 | 0 |  | 0 |  | 0 | 0 | 0 | 0 | 0 | 0
1899 | 0.65298 | 1.6845e-05 | 0 |  | 0 |  | 0 | 0 | 0 | 0 | 0 | 0
1900 | 0.65263 | 8.6221e-07 | 0 |  | 0 |  | 0 | 0 | 0 | 0 | 0 | 0
1901 | 0.65229 | -8.5392e-06 | 0 |  | 0 |  | 0 | 0 | 0 | 0 | 0 | 0
1902 | 0.65195 | -1.2133e-05 | 0 |  | 0 |  | 0 | 0 | 0 | 0 | 0 | 0
1903 | 0.6516 | -1.1057e-05 | 0 |  | 0 |  | 0 | 0 | 0 | 0 | 0 | 0
1904 | 0.65126 | -6.4445e-06 | 0 |  | 0 |  | 0 | 0 | 0 | 0 | 0 | 0
1905 | 0.65092 | 5.6667e-07 | 0 |  | 0 |  | 0 | 0 | 0 | 0 | 0 | 0
1906 | 0.65058 | 8.7706e-06 | 0 |  | 0 |  | 0 | 0 | 0 | 0 | 0 | 0
1907 | 0.65024 | 1.6679e-05 | 0 |  | 0 |  | 0 | 0 | 0 | 0 | 0 | 0
1908 | 0.6499 | 2.2733e-05 | 0 |  | 0 |  | 0 | 0 | 0 | 0 | 0 | 0
1909 | 0.64955 | 2.5375e-05 | 0 |  | 0 |  | 0 | 0 | 0 | 0 | 0 | 0
1910 | 0.64921 | 2.3045e-05 | 0 |  | 0 |  | 0 | 0 | 0 | 0 | 0 | 0
1911 | 0.64887 | 1.5287e-05 | 0 |  | 0 |  | 0 | 0 | 0 | 0 | 0 | 0
1912 | 0.64854 | 6.0477e-06 | 0 |  | 0 |  | 0 | 0 | 0 | 0 | 0 | 0
1913 | 0.6482 | 3.7835e-07 | 0 |  | 0 |  | 0 | 0 | 0 | 0 | 0 | 0
1914 | 0.64786 | 3.3282e-06 | 0 |  | 0 |  | 0 | 0 | 0 | 0 | 0 | 0
1915 | 0.64752 | 1.9947e-05 | 0 |  | 0 |  | 0 | 0 | 0 | 0 | 0 | 0
1916 | 0.64718 | 5.5012e-05 | 0 |  | 0 |  | 0 | 0 | 0 | 0 | 0 | 0
1917 | 0.64684 | 0.00011221 | 0 |  | 0 |  | 0 | 0 | 0 | 0 | 0 | 0
1918 | 0.64651 | 0.00019494 | 0 |  | 0 |  | 0 | 0 | 0 | 0 | 0 | 0
1919 | 0.64617 | 0.00030663 | 0 |  | 0 |  | 0 | 0 | 0 | 0 | 0 | 0
1920 | 0.64583 | 0.00045069 | 0 |  | 0 |  | 0 | 0 | 0 | 0 | 0 | 0
1921 | 0.6455 | 0.0006238 | 0 |  | 0 |  | 0 | 0 | 0 | 0 | 0 | 0
1922 | 0.64516 | 0.0007958 | 0 |  | 0 |  | 0 | 0 | 0 | 0 | 0 | 0
1923 | 0.64483 | 0.00092979 | 0 |  | 0 |  | 0 | 0 | 0 | 0 | 0 | 0
1924 | 0.64449 | 0.00098887 | 0 |  | 0 |  | 0 | 0 | 0 | 0 | 0 | 0
1925 | 0.64416 | 0.00093615 | 0 |  | 0 |  | 0 | 0 | 0 | 0 | 0 | 0
1926 | 0.64382 | 0.00075752 | 0 |  | 0 |  | 0 | 0 | 0 | 0 | 0 | 0
1927 | 0.64349 | 0.00053001 | 0 |  | 0 |  | 0 | 0 | 0 | 0 | 0 | 0
1928 | 0.64315 | 0.00035345 | 0 |  | 0 |  | 0 | 0 | 0 | 0 | 0 | 0
1929 | 0.64282 | 0.00032764 | 0 |  | 0 |  | 0 | 0 | 0 | 0 | 0 | 0
1930 | 0.64249 | 0.00055242 | 0 |  | 0 |  | 0 | 0 | 0 | 0 | 0 | 0
1931 | 0.64215 | 0.00108 | 0 |  | 0 |  | 0 | 0 | 0 | 0 | 0 | 0
1932 | 0.64182 | 0.00181 | 0 |  | 0 |  | 0 | 0 | 0 | 0 | 0 | 0
1933 | 0.64149 | 0.00258 | 0 |  | 0 |  | 0 | 0 | 0 | 0 | 0 | 0
1934 | 0.64116 | 0.00322 | 0 |  | 0 |  | 0 | 0 | 0 | 0 | 0 | 0
1935 | 0.64083 | 0.00359 | 0 |  | 0 |  | 0 | 0 | 0 | 0 | 0 | 0
1936 | 0.6405 | 0.00359 | 0 |  | 0 |  | 0 | 0 | 0 | 0 | 0 | 0
1937 | 0.64017 | 0.00336 | 0 |  | 0 |  | 0 | 0 | 0 | 0 | 0 | 0
1938 | 0.63983 | 0.0031 | 0 |  | 0 |  | 0 | 0 | 0 | 0 | 0 | 0
1939 | 0.6395 | 0.00301 | 0 |  | 0 |  | 0 | 0 | 0 | 0 | 0 | 0
1940 | 0.63918 | 0.00328 | 0 |  | 0 |  | 0 | 0 | 0 | 0 | 0 | 0
1941 | 0.63885 | 0.00408 | 0 |  | 0 |  | 0 | 0 | 0 | 0 | 0 | 0
1942 | 0.63852 | 0.00533 | 0 |  | 0 |  | 0 | 0 | 0 | 0 | 0 | 0
1943 | 0.63819 | 0.00695 | 0 |  | 0 |  | 0 | 0 | 0 | 0 | 0 | 0
1944 | 0.63786 | 0.00883 | 0 |  | 0 |  | 0 | 0 | 0 | 0 | 0 | 0
1945 | 0.63753 | 0.01086 | 0 |  | 0 |  | 0 | 0 | 0 | 0 | 0 | 0
1946 | 0.6372 | 0.01292 | 0 |  | 0 |  | 0 | 0 | 0 | 0 | 0 | 0
1947 | 0.63688 | 0.01478 | 0 |  | 0 |  | 0 | 0 | 0 | 0 | 0 | 0
1948 | 0.63655 | 0.0162 | 0 |  | 0 |  | 0 | 0 | 0 | 0 | 0 | 0
1949 | 0.63622 | 0.01693 | 0 |  | 0 |  | 0 | 0 | 0 | 0 | 0 | 0
1950 | 0.6359 | 0.01673 | 0 |  | 0 |  | 0 | 0 | 0 | 0 | 0 | 0
1951 | 0.63557 | 0.01548 | 0 |  | 0 |  | 0 | 0 | 0 | 0 | 0 | 0
1952 | 0.63525 | 0.01362 | 0 |  | 0 |  | 0 | 0 | 0 | 0 | 0 | 0
1953 | 0.63492 | 0.01171 | 0 |  | 0 |  | 0 | 0 | 0 | 0 | 0 | 0
1954 | 0.6346 | 0.01033 | 0 |  | 0 |  | 0 | 0 | 0 | 0 | 0 | 0
1955 | 0.63427 | 0.01004 | 0 |  | 0 |  | 0 | 0 | 0 | 0 | 0 | 0
1956 | 0.63395 | 0.01122 | 0 |  | 0 |  | 0 | 0 | 0 | 0 | 0 | 0
1957 | 0.63362 | 0.01354 | 0 |  | 0 |  | 0 | 0 | 0 | 0 | 0 | 0
1958 | 0.6333 | 0.01644 | 0 |  | 0 |  | 0 | 0 | 0 | 0 | 0 | 0
1959 | 0.63298 | 0.01941 | 0 |  | 0 |  | 0 | 0 | 0 | 0 | 0 | 0
1960 | 0.63265 | 0.02191 | 0 |  | 0 |  | 0 | 0 | 0 | 0 | 0 | 0
1961 | 0.63233 | 0.02355 | 0 |  | 0 |  | 0 | 0 | 0 | 0 | 0 | 0
1962 | 0.63201 | 0.02462 | 0 |  | 0 |  | 0 | 0 | 0 | 0 | 0 | 0
1963 | 0.63169 | 0.02553 | 0 |  | 0 |  | 0 | 0 | 0 | 0 | 0 | 0
1964 | 0.63136 | 0.0267 | 0 |  | 0 |  | 0 | 0 | 0 | 0 | 0 | 0
1965 | 0.63104 | 0.02856 | 0 |  | 0 |  | 0 | 0 | 0 | 0 | 0 | 0
1966 | 0.63072 | 0.03143 | 0 |  | 0 |  | 0 | 0 | 0 | 0 | 0 | 0
1967 | 0.6304 | 0.03514 | 0 |  | 0 |  | 0 | 0 | 0 | 0 | 0 | 0
1968 | 0.63008 | 0.03946 | 0 |  | 0 |  | 0 | 0 | 0 | 0 | 0 | 0
1969 | 0.62976 | 0.04411 | 0 |  | 0 |  | 0 | 0 | 0 | 0 | 0 | 0
1970 | 0.62944 | 0.04885 | 0 |  | 0 |  | 0 | 0 | 0 | 0 | 0 | 0
1971 | 0.62912 | 0.05343 | 0 |  | 0 |  | 0 | 0 | 0 | 0 | 0 | 0
1972 | 0.6288 | 0.05773 | 0 |  | 0 |  | 0 | 0 | 0 | 0 | 0 | 0
1973 | 0.62848 | 0.06164 | 0 |  | 0 |  | 0 | 0 | 0 | 0 | 0 | 0
1974 | 0.62817 | 0.06505 | 0 |  | 0 |  | 0 | 0 | 0 | 0 | 0 | 0
1975 | 0.62785 | 0.06786 | 0 |  | 0 |  | 0 | 0 | 0 | 0 | 0 | 0
1976 | 0.62753 | 0.07001 | 0 |  | 0 |  | 0 | 0 | 0 | 0 | 0 | 0
1977 | 0.62721 | 0.07165 | 0 |  | 0 |  | 0 | 0 | 0 | 0 | 0 | 0
1978 | 0.6269 | 0.07298 | 0 |  | 0 |  | 0 | 0 | 0 | 0 | 0 | 0
1979 | 0.62658 | 0.0742 | 0 |  | 0 |  | 0 | 0 | 0 | 0 | 0 | 0
1980 | 0.62626 | 0.07551 | 0 |  | 0 |  | 0 | 0 | 0 | 0 | 0 | 0
1981 | 0.62595 | 0.07705 | 0 |  | 0 |  | 0 | 0 | 0 | 0 | 0 | 0
1982 | 0.62563 | 0.07872 | 0 |  | 0 |  | 0 | 0 | 0 | 0 | 0 | 0
1983 | 0.62532 | 0.08038 | 0 |  | 0 |  | 0 | 0 | 0 | 0 | 0 | 0
1984 | 0.625 | 0.08188 | 0 |  | 0 |  | 0 | 0 | 0 | 0 | 0 | 0
1985 | 0.62469 | 0.08306 | 0 |  | 0 |  | 0 | 0 | 0 | 0 | 0 | 0
1986 | 0.62437 | 0.08384 | 0 |  | 0 |  | 0 | 0 | 0 | 0 | 0 | 0
1987 | 0.62406 | 0.08432 | 0 |  | 0 |  | 0 | 0 | 0 | 0 | 0 | 0
1988 | 0.62374 | 0.08467 | 0 |  | 0 |  | 0 | 0 | 0 | 0 | 0 | 0
1989 | 0.62343 | 0.08504 | 0 |  | 0 |  | 0 | 0 | 0 | 0 | 0 | 0
1990 | 0.62312 | 0.08561 | 0 |  | 0 |  | 0 | 0 | 0 | 0 | 0 | 0
1991 | 0.6228 | 0.08641 | 0 |  | 0 |  | 0 | 0 | 0 | 0 | 0 | 0
1992 | 0.62249 | 0.08697 | 0 |  | 0 |  | 0 | 0 | 0 | 0 | 0 | 0
1993 | 0.62218 | 0.08669 | 0 |  | 0 |  | 0 | 0 | 0 | 0 | 0 | 0
1994 | 0.62187 | 0.08496 | 0 |  | 0 |  | 0 | 0 | 0 | 0 | 0 | 0
1995 | 0.62155 | 0.08119 | 0 |  | 0 |  | 0 | 0 | 0 | 0 | 0 | 0
1996 | 0.62124 | 0.07499 | 0 |  | 0 |  | 0 | 0 | 0 | 0 | 0 | 0
1997 | 0.62093 | 0.06687 | 0 |  | 0 |  | 0 | 0 | 0 | 0 | 0 | 0
1998 | 0.62062 | 0.05755 | 0 |  | 0 |  | 0 | 0 | 0 | 0 | 0 | 0
1999 | 0.62031 | 0.04773 | 0 |  | 0 |  | 0 | 0 | 0 | 0 | 0 | 0
2000 | 0.62 | 0.03816 | 0 |  | 0 |  | 0 | 0 | 0 | 0 | 0 | 0
2001 | 0.61969 | 0.0295 | 0 |  | 0 |  | 0 | 0 | 0 | 0 | 0 | 0
2002 | 0.61938 | 0.02233 | 0 |  | 0 |  | 0 | 0 | 0 | 0 | 0 | 0
2003 | 0.61907 | 0.01716 | 0 |  | 0 |  | 0 | 0 | 0 | 0 | 0 | 0
2004 | 0.61876 | 0.01455 | 0 |  | 0 |  | 0 | 0 | 0 | 0 | 0 | 0
2005 | 0.61845 | 0.015 | 0 |  | 0 |  | 0 | 0 | 0 | 0 | 0 | 0
2006 | 0.61815 | 0.01872 | 0 |  | 0 |  | 0 | 0 | 0 | 0 | 0 | 0
2007 | 0.61784 | 0.02455 | 0 |  | 0 |  | 0 | 0 | 0 | 0 | 0 | 0
2008 | 0.61753 | 0.03099 | 0 |  | 0 |  | 0 | 0 | 0 | 0 | 0 | 0
2009 | 0.61722 | 0.03656 | 0 |  | 0 |  | 0 | 0 | 0 | 0 | 0 | 0
2010 | 0.61692 | 0.03975 | 0 |  | 0 |  | 0 | 0 | 0 | 0 | 0 | 0
2011 | 0.61661 | 0.03954 | 0 |  | 0 |  | 0 | 0 | 0 | 0 | 0 | 0
2012 | 0.6163 | 0.0368 | 0 |  | 0 |  | 0 | 0 | 0 | 0 | 0 | 0
2013 | 0.616 | 0.03285 | 0 |  | 0 |  | 0 | 0 | 0 | 0 | 0 | 0
2014 | 0.61569 | 0.02902 | 0 |  | 0 |  | 0 | 0 | 0 | 0 | 0 | 0
2015 | 0.61538 | 0.02665 | 0 |  | 0 |  | 0 | 0 | 0 | 0 | 0 | 0
2016 | 0.61508 | 0.02675 | 0 |  | 0 |  | 0 | 0 | 0 | 0 | 0 | 0
2017 | 0.61477 | 0.02913 | 0 |  | 0 |  | 0 | 0 | 0 | 0 | 0 | 0
2018 | 0.61447 | 0.0333 | 0 |  | 0 |  | 0 | 0 | 0 | 0 | 0 | 0
2019 | 0.61417 | 0.03875 | 0 |  | 0 |  | 0 | 0 | 0 | 0 | 0 | 0
2020 | 0.61386 | 0.04498 | 0 |  | 0 |  | 0 | 0 | 0 | 0 | 0 | 0
2021 | 0.61356 | 0.05153 | 0 |  | 0 |  | 0 | 0 | 0 | 0 | 0 | 0
2022 | 0.61325 | 0.05804 | 0 |  | 0 |  | 0 | 0 | 0 | 0 | 0 | 0
2023 | 0.61295 | 0.06417 | 0 |  | 0 |  | 0 | 0 | 0 | 0 | 0 | 0
2024 | 0.61265 | 0.06961 | 0 |  | 0 |  | 0 | 0 | 0 | 0 | 0 | 0
2025 | 0.61235 | 0.07401 | 0 |  | 0 |  | 0 | 0 | 0 | 0 | 0 | 0
2026 | 0.61204 | 0.07718 | 0 |  | 0 |  | 0 | 0 | 0 | 0 | 0 | 0
2027 | 0.61174 | 0.07942 | 0 |  | 0 |  | 0 | 0 | 0 | 0 | 0 | 0
2028 | 0.61144 | 0.08116 | 0 |  | 0 |  | 0 | 0 | 0 | 0 | 0 | 0
2029 | 0.61114 | 0.08283 | 0 |  | 0 |  | 0 | 0 | 0 | 0 | 0 | 0
2030 | 0.61084 | 0.08486 | 0 |  | 0 |  | 0 | 0 | 0 | 0 | 0 | 0
2031 | 0.61054 | 0.08752 | 0 |  | 0 |  | 0 | 0 | 0 | 0 | 0 | 0
2032 | 0.61024 | 0.09049 | 0 |  | 0 |  | 0 | 0 | 0 | 0 | 0 | 0
2033 | 0.60994 | 0.09328 | 0 |  | 0 |  | 0 | 0 | 0 | 0 | 0 | 0
2034 | 0.60964 | 0.0954 | 0 |  | 0 |  | 0 | 0 | 0 | 0 | 0 | 0
2035 | 0.60934 | 0.09639 | 0 |  | 0 |  | 0 | 0 | 0 | 0 | 0 | 0
2036 | 0.60904 | 0.09592 | 0 |  | 0 |  | 0 | 0 | 0 | 0 | 0 | 0
2037 | 0.60874 | 0.09443 | 0 |  | 0 |  | 0 | 0 | 0 | 0 | 0 | 0
2038 | 0.60844 | 0.09251 | 0 |  | 0 |  | 0 | 0 | 0 | 0 | 0 | 0
2039 | 0.60814 | 0.09076 | 0 |  | 0 |  | 0 | 0 | 0 | 0 | 0 | 0
2040 | 0.60784 | 0.08978 | 0 |  | 0 |  | 0 | 0 | 0 | 0 | 0 | 0
2041 | 0.60755 | 0.08996 | 0 |  | 0 |  | 0 | 0 | 0 | 0 | 0 | 0
2042 | 0.60725 | 0.09085 | 0 |  | 0 |  | 0 | 0 | 0 | 0 | 0 | 0
2043 | 0.60695 | 0.09177 | 0 |  | 0 |  | 0 | 0 | 0 | 0 | 0 | 0
2044 | 0.60665 | 0.09207 | 0 |  | 0 |  | 0 | 0 | 0 | 0 | 0 | 0
2045 | 0.60636 | 0.09107 | 0 |  | 0 |  | 0 | 0 | 0 | 0 | 0 | 0
2046 | 0.60606 | 0.08832 | 0 |  | 0 |  | 0 | 0 | 0 | 0 | 0 | 0
2047 | 0.60576 | 0.08412 | 0 |  | 0 |  | 0 | 0 | 0 | 0 | 0 | 0
2048 | 0.60547 | 0.07898 | 0 |  | 0 |  | 0 | 0 | 0 | 0 | 0 | 0
2049 | 0.60517 | 0.07341 | 0 |  | 0 |  | 0 | 0 | 0 | 0 | 0 | 0
2050 | 0.60488 | 0.06793 | 0 |  | 0 |  | 0 | 0 | 0 | 0 | 0 | 0
2051 | 0.60458 | 0.063 | 0 |  | 0 |  | 0 | 0 | 0 | 0 | 0 | 0
2052 | 0.60429 | 0.05895 | 0 |  | 0 |  | 0 | 0 | 0 | 0 | 0 | 0
2053 | 0.60399 | 0.05606 | 0 |  | 0 |  | 0 | 0 | 0 | 0 | 0 | 0
2054 | 0.6037 | 0.05462 | 0 |  | 0 |  | 0 | 0 | 0 | 0 | 0 | 0
2055 | 0.60341 | 0.05491 | 0 |  | 0 |  | 0 | 0 | 0 | 0 | 0 | 0
2056 | 0.60311 | 0.05702 | 0 |  | 0 |  | 0 | 0 | 0 | 0 | 0 | 0
2057 | 0.60282 | 0.06032 | 0 |  | 0 |  | 0 | 0 | 0 | 0 | 0 | 0
2058 | 0.60253 | 0.064 | 0 |  | 0 |  | 0 | 0 | 0 | 0 | 0 | 0
2059 | 0.60223 | 0.06723 | 0 |  | 0 |  | 0 | 0 | 0 | 0 | 0 | 0
2060 | 0.60194 | 0.06919 | 0 |  | 0 |  | 0 | 0 | 0 | 0 | 0 | 0
2061 | 0.60165 | 0.06932 | 0 |  | 0 |  | 0 | 0 | 0 | 0 | 0 | 0
2062 | 0.60136 | 0.068 | 0 |  | 0 |  | 0 | 0 | 0 | 0 | 0 | 0
2063 | 0.60107 | 0.06589 | 0 |  | 0 |  | 0 | 0 | 0 | 0 | 0 | 0
2064 | 0.60078 | 0.06364 | 0 |  | 0 |  | 0 | 0 | 0 | 0 | 0 | 0
2065 | 0.60048 | 0.06187 | 0 |  | 0 |  | 0 | 0 | 0 | 0 | 0 | 0
2066 | 0.60019 | 0.06111 | 0 |  | 0 |  | 0 | 0 | 0 | 0 | 0 | 0
2067 | 0.5999 | 0.0613 | 0 |  | 0 |  | 0 | 0 | 0 | 0 | 0 | 0
2068 | 0.59961 | 0.06226 | 0 |  | 0 |  | 0 | 0 | 0 | 0 | 0 | 0
2069 | 0.59932 | 0.06378 | 0 |  | 0 |  | 0 | 0 | 0 | 0 | 0 | 0
2070 | 0.59903 | 0.06568 | 0 |  | 0 |  | 0 | 0 | 0 | 0 | 0 | 0
2071 | 0.59874 | 0.06779 | 0 |  | 0 |  | 0 | 0 | 0 | 0 | 0 | 0
2072 | 0.59846 | 0.07006 | 0 |  | 0 |  | 0 | 0 | 0 | 0 | 0 | 0
2073 | 0.59817 | 0.07245 | 0 |  | 0 |  | 0 | 0 | 0 | 0 | 0 | 0
2074 | 0.59788 | 0.07492 | 0 |  | 0 |  | 0 | 0 | 0 | 0 | 0 | 0
2075 | 0.59759 | 0.07744 | 0 |  | 0 |  | 0 | 0 | 0 | 0 | 0 | 0
2076 | 0.5973 | 0.07996 | 0 |  | 0 |  | 0 | 0 | 0 | 0 | 0 | 0
2077 | 0.59701 | 0.08232 | 0 |  | 0 |  | 0 | 0 | 0 | 0 | 0 | 0
2078 | 0.59673 | 0.08436 | 0 |  | 0 |  | 0 | 0 | 0 | 0 | 0 | 0
2079 | 0.59644 | 0.08591 | 0 |  | 0 |  | 0 | 0 | 0 | 0 | 0 | 0
2080 | 0.59615 | 0.08681 | 0 |  | 0 |  | 0 | 0 | 0 | 0 | 0 | 0
2081 | 0.59587 | 0.08697 | 0 |  | 0 |  | 0 | 0 | 0 | 0 | 0 | 0
2082 | 0.59558 | 0.08659 | 0 |  | 0 |  | 0 | 0 | 0 | 0 | 0 | 0
2083 | 0.5953 | 0.08596 | 0 |  | 0 |  | 0 | 0 | 0 | 0 | 0 | 0
2084 | 0.59501 | 0.08537 | 0 |  | 0 |  | 0 | 0 | 0 | 0 | 0 | 0
2085 | 0.59472 | 0.0851 | 0 |  | 0 |  | 0 | 0 | 0 | 0 | 0 | 0
2086 | 0.59444 | 0.08536 | 0 |  | 0 |  | 0 | 0 | 0 | 0 | 0 | 0
2087 | 0.59415 | 0.08607 | 0 |  | 0 |  | 0 | 0 | 0 | 0 | 0 | 0
2088 | 0.59387 | 0.08703 | 0 |  | 0 |  | 0 | 0 | 0 | 0 | 0 | 0
2089 | 0.59359 | 0.0881 | 0 |  | 0 |  | 0 | 0 | 0 | 0 | 0 | 0
2090 | 0.5933 | 0.0891 | 0 |  | 0 |  | 0 | 0 | 0 | 0 | 0 | 0
2091 | 0.59302 | 0.08988 | 0 |  | 0 |  | 0 | 0 | 0 | 0 | 0 | 0
2092 | 0.59273 | 0.09037 | 0 |  | 0 |  | 0 | 0 | 0 | 0 | 0 | 0
2093 | 0.59245 | 0.09055 | 0 |  | 0 |  | 0 | 0 | 0 | 0 | 0 | 0
2094 | 0.59217 | 0.09035 | 0 |  | 0 |  | 0 | 0 | 0 | 0 | 0 | 0
2095 | 0.59189 | 0.08975 | 0 |  | 0 |  | 0 | 0 | 0 | 0 | 0 | 0
2096 | 0.5916 | 0.08875 | 0 |  | 0 |  | 0 | 0 | 0 | 0 | 0 | 0
2097 | 0.59132 | 0.08759 | 0 |  | 0 |  | 0 | 0 | 0 | 0 | 0 | 0
2098 | 0.59104 | 0.08658 | 0 |  | 0 |  | 0 | 0 | 0 | 0 | 0 | 0
2099 | 0.59076 | 0.08599 | 0 |  | 0 |  | 0 | 0 | 0 | 0 | 0 | 0
2100 | 0.59048 | 0.08613 | 0 |  | 0 |  | 0 | 0 | 0 | 0 | 0 | 0
2101 | 0.5902 | 0.08718 | 0 |  | 0 |  | 0 | 0 | 0 | 0 | 0 | 0
2102 | 0.58991 | 0.08882 | 0 |  | 0 |  | 0 | 0 | 0 | 0 | 0 | 0
2103 | 0.58963 | 0.09064 | 0 |  | 0 |  | 0 | 0 | 0 | 0 | 0 | 0
2104 | 0.58935 | 0.09223 | 0 |  | 0 |  | 0 | 0 | 0 | 0 | 0 | 0
2105 | 0.58907 | 0.09315 | 0 |  | 0 |  | 0 | 0 | 0 | 0 | 0 | 0
2106 | 0.58879 | 0.09313 | 0 |  | 0 |  | 0 | 0 | 0 | 0 | 0 | 0
2107 | 0.58851 | 0.0924 | 0 |  | 0 |  | 0 | 0 | 0 | 0 | 0 | 0
2108 | 0.58824 | 0.09133 | 0 |  | 0 |  | 0 | 0 | 0 | 0 | 0 | 0
2109 | 0.58796 | 0.09029 | 0 |  | 0 |  | 0 | 0 | 0 | 0 | 0 | 0
2110 | 0.58768 | 0.08965 | 0 |  | 0 |  | 0 | 0 | 0 | 0 | 0 | 0
2111 | 0.5874 | 0.08968 | 0 |  | 0 |  | 0 | 0 | 0 | 0 | 0 | 0
2112 | 0.58712 | 0.09019 | 0 |  | 0 |  | 0 | 0 | 0 | 0 | 0 | 0
2113 | 0.58684 | 0.09088 | 0 |  | 0 |  | 0 | 0 | 0 | 0 | 0 | 0
2114 | 0.58657 | 0.09147 | 0 |  | 0 |  | 0 | 0 | 0 | 0 | 0 | 0
2115 | 0.58629 | 0.09167 | 0 |  | 0 |  | 0 | 0 | 0 | 0 | 0 | 0
2116 | 0.58601 | 0.09127 | 0 |  | 0 |  | 0 | 0 | 0 | 0 | 0 | 0
2117 | 0.58573 | 0.09043 | 0 |  | 0 |  | 0 | 0 | 0 | 0 | 0 | 0
2118 | 0.58546 | 0.08937 | 0 |  | 0 |  | 0 | 0 | 0 | 0 | 0 | 0
2119 | 0.58518 | 0.08835 | 0 |  | 0 |  | 0 | 0 | 0 | 0 | 0 | 0
2120 | 0.58491 | 0.08759 | 0 |  | 0 |  | 0 | 0 | 0 | 0 | 0 | 0
2121 | 0.58463 | 0.08728 | 0 |  | 0 |  | 0 | 0 | 0 | 0 | 0 | 0
2122 | 0.58435 | 0.08735 | 0 |  | 0 |  | 0 | 0 | 0 | 0 | 0 | 0
2123 | 0.58408 | 0.08768 | 0 |  | 0 |  | 0 | 0 | 0 | 0 | 0 | 0
2124 | 0.5838 | 0.08815 | 0 |  | 0 |  | 0 | 0 | 0 | 0 | 0 | 0
2125 | 0.58353 | 0.08863 | 0 |  | 0 |  | 0 | 0 | 0 | 0 | 0 | 0
2126 | 0.58325 | 0.08902 | 0 |  | 0 |  | 0 | 0 | 0 | 0 | 0 | 0
2127 | 0.58298 | 0.08932 | 0 |  | 0 |  | 0 | 0 | 0 | 0 | 0 | 0
2128 | 0.58271 | 0.08953 | 0 |  | 0 |  | 0 | 0 | 0 | 0 | 0 | 0
2129 | 0.58243 | 0.08968 | 0 |  | 0 |  | 0 | 0 | 0 | 0 | 0 | 0
2130 | 0.58216 | 0.08977 | 0 |  | 0 |  | 0 | 0 | 0 | 0 | 0 | 0
2131 | 0.58189 | 0.08983 | 0 |  | 0 |  | 0 | 0 | 0 | 0 | 0 | 0
2132 | 0.58161 | 0.08987 | 0 |  | 0 |  | 0 | 0 | 0 | 0 | 0 | 0
2133 | 0.58134 | 0.08991 | 0 |  | 0 |  | 0 | 0 | 0 | 0 | 0 | 0
2134 | 0.58107 | 0.08996 | 0 |  | 0 |  | 0 | 0 | 0 | 0 | 0 | 0
2135 | 0.5808 | 0.09004 | 0 |  | 0 |  | 0 | 0 | 0 | 0 | 0 | 0
2136 | 0.58052 | 0.09018 | 0 |  | 0 |  | 0 | 0 | 0 | 0 | 0 | 0
2137 | 0.58025 | 0.09034 | 0 |  | 0 |  | 0 | 0 | 0 | 0 | 0 | 0
2138 | 0.57998 | 0.0905 | 0 |  | 0 |  | 0 | 0 | 0 | 0 | 0 | 0
2139 | 0.57971 | 0.09065 | 0 |  | 0 |  | 0 | 0 | 0 | 0 | 0 | 0
2140 | 0.57944 | 0.09077 | 0 |  | 0 |  | 0 | 0 | 0 | 0 | 0 | 0
2141 | 0.57917 | 0.09082 | 0 |  | 0 |  | 0 | 0 | 0 | 0 | 0 | 0
2142 | 0.5789 | 0.09076 | 0 |  | 0 |  | 0 | 0 | 0 | 0 | 0 | 0
2143 | 0.57863 | 0.09055 | 0 |  | 0 |  | 0 | 0 | 0 | 0 | 0 | 0
2144 | 0.57836 | 0.09014 | 0 |  | 0 |  | 0 | 0 | 0 | 0 | 0 | 0
2145 | 0.57809 | 0.08949 | 0 |  | 0 |  | 0 | 0 | 0 | 0 | 0 | 0
2146 | 0.57782 | 0.08857 | 0 |  | 0 |  | 0 | 0 | 0 | 0 | 0 | 0
2147 | 0.57755 | 0.0875 | 0 |  | 0 |  | 0 | 0 | 0 | 0 | 0 | 0
2148 | 0.57728 | 0.0864 | 0 |  | 0 |  | 0 | 0 | 0 | 0 | 0 | 0
2149 | 0.57701 | 0.0854 | 0 |  | 0 |  | 0 | 0 | 0 | 0 | 0 | 0
2150 | 0.57674 | 0.08464 | 0 |  | 0 |  | 0 | 0 | 0 | 0 | 0 | 0
2151 | 0.57648 | 0.08421 | 0 |  | 0 |  | 0 | 0 | 0 | 0 | 0 | 0
2152 | 0.57621 | 0.08408 | 0 |  | 0 |  | 0 | 0 | 0 | 0 | 0 | 0
2153 | 0.57594 | 0.08418 | 0 |  | 0 |  | 0 | 0 | 0 | 0 | 0 | 0
2154 | 0.57567 | 0.08446 | 0 |  | 0 |  | 0 | 0 | 0 | 0 | 0 | 0
2155 | 0.57541 | 0.08484 | 0 |  | 0 |  | 0 | 0 | 0 | 0 | 0 | 0
2156 | 0.57514 | 0.08525 | 0 |  | 0 |  | 0 | 0 | 0 | 0 | 0 | 0
2157 | 0.57487 | 0.08555 | 0 |  | 0 |  | 0 | 0 | 0 | 0 | 0 | 0
2158 | 0.57461 | 0.08557 | 0 |  | 0 |  | 0 | 0 | 0 | 0 | 0 | 0
2159 | 0.57434 | 0.08517 | 0 |  | 0 |  | 0 | 0 | 0 | 0 | 0 | 0
2160 | 0.57407 | 0.08417 | 0 |  | 0 |  | 0 | 0 | 0 | 0 | 0 | 0
2161 | 0.57381 | 0.08252 | 0 |  | 0 |  | 0 | 0 | 0 | 0 | 0 | 0
2162 | 0.57354 | 0.08051 | 0 |  | 0 |  | 0 | 0 | 0 | 0 | 0 | 0
2163 | 0.57328 | 0.07854 | 0 |  | 0 |  | 0 | 0 | 0 | 0 | 0 | 0
2164 | 0.57301 | 0.07701 | 0 |  | 0 |  | 0 | 0 | 0 | 0 | 0 | 0
2165 | 0.57275 | 0.07631 | 0 |  | 0 |  | 0 | 0 | 0 | 0 | 0 | 0
2166 | 0.57248 | 0.0767 | 0 |  | 0 |  | 0 | 0 | 0 | 0 | 0 | 0
2167 | 0.57222 | 0.07788 | 0 |  | 0 |  | 0 | 0 | 0 | 0 | 0 | 0
2168 | 0.57196 | 0.07944 | 0 |  | 0 |  | 0 | 0 | 0 | 0 | 0 | 0
2169 | 0.57169 | 0.08096 | 0 |  | 0 |  | 0 | 0 | 0 | 0 | 0 | 0
2170 | 0.57143 | 0.082 | 0 |  | 0 |  | 0 | 0 | 0 | 0 | 0 | 0
2171 | 0.57117 | 0.08226 | 0 |  | 0 |  | 0 | 0 | 0 | 0 | 0 | 0
2172 | 0.5709 | 0.08193 | 0 |  | 0 |  | 0 | 0 | 0 | 0 | 0 | 0
2173 | 0.57064 | 0.08131 | 0 |  | 0 |  | 0 | 0 | 0 | 0 | 0 | 0
2174 | 0.57038 | 0.08072 | 0 |  | 0 |  | 0 | 0 | 0 | 0 | 0 | 0
2175 | 0.57011 | 0.08045 | 0 |  | 0 |  | 0 | 0 | 0 | 0 | 0 | 0
2176 | 0.56985 | 0.08071 | 0 |  | 0 |  | 0 | 0 | 0 | 0 | 0 | 0
2177 | 0.56959 | 0.08129 | 0 |  | 0 |  | 0 | 0 | 0 | 0 | 0 | 0
2178 | 0.56933 | 0.08187 | 0 |  | 0 |  | 0 | 0 | 0 | 0 | 0 | 0
2179 | 0.56907 | 0.08215 | 0 |  | 0 |  | 0 | 0 | 0 | 0 | 0 | 0
2180 | 0.56881 | 0.08181 | 0 |  | 0 |  | 0 | 0 | 0 | 0 | 0 | 0
2181 | 0.56855 | 0.08065 | 0 |  | 0 |  | 0 | 0 | 0 | 0 | 0 | 0
2182 | 0.56829 | 0.07895 | 0 |  | 0 |  | 0 | 0 | 0 | 0 | 0 | 0
2183 | 0.56803 | 0.0771 | 0 |  | 0 |  | 0 | 0 | 0 | 0 | 0 | 0
2184 | 0.56777 | 0.0755 | 0 |  | 0 |  | 0 | 0 | 0 | 0 | 0 | 0
2185 | 0.56751 | 0.07455 | 0 |  | 0 |  | 0 | 0 | 0 | 0 | 0 | 0
2186 | 0.56725 | 0.07452 | 0 |  | 0 |  | 0 | 0 | 0 | 0 | 0 | 0
2187 | 0.56699 | 0.07525 | 0 |  | 0 |  | 0 | 0 | 0 | 0 | 0 | 0
2188 | 0.56673 | 0.07644 | 0 |  | 0 |  | 0 | 0 | 0 | 0 | 0 | 0
2189 | 0.56647 | 0.07781 | 0 |  | 0 |  | 0 | 0 | 0 | 0 | 0 | 0
2190 | 0.56621 | 0.07907 | 0 |  | 0 |  | 0 | 0 | 0 | 0 | 0 | 0
2191 | 0.56595 | 0.07997 | 0 |  | 0 |  | 0 | 0 | 0 | 0 | 0 | 0
2192 | 0.56569 | 0.08044 | 0 |  | 0 |  | 0 | 0 | 0 | 0 | 0 | 0
2193 | 0.56544 | 0.08046 | 0 |  | 0 |  | 0 | 0 | 0 | 0 | 0 | 0
2194 | 0.56518 | 0.07998 | 0 |  | 0 |  | 0 | 0 | 0 | 0 | 0 | 0
2195 | 0.56492 | 0.07899 | 0 |  | 0 |  | 0 | 0 | 0 | 0 | 0 | 0
2196 | 0.56466 | 0.0775 | 0 |  | 0 |  | 0 | 0 | 0 | 0 | 0 | 0
2197 | 0.56441 | 0.07572 | 0 |  | 0 |  | 0 | 0 | 0 | 0 | 0 | 0
2198 | 0.56415 | 0.0739 | 0 |  | 0 |  | 0 | 0 | 0 | 0 | 0 | 0
2199 | 0.56389 | 0.07231 | 0 |  | 0 |  | 0 | 0 | 0 | 0 | 0 | 0
2200 | 0.56364 | 0.0712 | 0 |  | 0 |  | 0 | 0 | 0 | 0 | 0 | 0
2201 | 0.56338 | 0.07077 | 0 |  | 0 |  | 0 | 0 | 0 | 0 | 0 | 0
2202 | 0.56312 | 0.07096 | 0 |  | 0 |  | 0 | 0 | 0 | 0 | 0 | 0
2203 | 0.56287 | 0.07164 | 0 |  | 0 |  | 0 | 0 | 0 | 0 | 0 | 0
2204 | 0.56261 | 0.0727 | 0 |  | 0 |  | 0 | 0 | 0 | 0 | 0 | 0
2205 | 0.56236 | 0.07401 | 0 |  | 0 |  | 0 | 0 | 0 | 0 | 0 | 0
2206 | 0.5621 | 0.07545 | 0 |  | 0 |  | 0 | 0 | 0 | 0 | 0 | 0
2207 | 0.56185 | 0.07686 | 0 |  | 0 |  | 0 | 0 | 0 | 0 | 0 | 0
2208 | 0.56159 | 0.07808 | 0 |  | 0 |  | 0 | 0 | 0 | 0 | 0 | 0
2209 | 0.56134 | 0.07895 | 0 |  | 0 |  | 0 | 0 | 0 | 0 | 0 | 0
2210 | 0.56109 | 0.07931 | 0 |  | 0 |  | 0 | 0 | 0 | 0 | 0 | 0
2211 | 0.56083 | 0.07907 | 0 |  | 0 |  | 0 | 0 | 0 | 0 | 0 | 0
2212 | 0.56058 | 0.0784 | 0 |  | 0 |  | 0 | 0 | 0 | 0 | 0 | 0
2213 | 0.56033 | 0.07755 | 0 |  | 0 |  | 0 | 0 | 0 | 0 | 0 | 0
2214 | 0.56007 | 0.07676 | 0 |  | 0 |  | 0 | 0 | 0 | 0 | 0 | 0
2215 | 0.55982 | 0.07627 | 0 |  | 0 |  | 0 | 0 | 0 | 0 | 0 | 0
2216 | 0.55957 | 0.07626 | 0 |  | 0 |  | 0 | 0 | 0 | 0 | 0 | 0
2217 | 0.55931 | 0.0766 | 0 |  | 0 |  | 0 | 0 | 0 | 0 | 0 | 0
2218 | 0.55906 | 0.07709 | 0 |  | 0 |  | 0 | 0 | 0 | 0 | 0 | 0
2219 | 0.55881 | 0.07753 | 0 |  | 0 |  | 0 | 0 | 0 | 0 | 0 | 0
2220 | 0.55856 | 0.07773 | 0 |  | 0 |  | 0 | 0 | 0 | 0 | 0 | 0
2221 | 0.55831 | 0.07755 | 0 |  | 0 |  | 0 | 0 | 0 | 0 | 0 | 0
2222 | 0.55806 | 0.07708 | 0 |  | 0 |  | 0 | 0 | 0 | 0 | 0 | 0
2223 | 0.5578 | 0.07647 | 0 |  | 0 |  | 0 | 0 | 0 | 0 | 0 | 0
2224 | 0.55755 | 0.07588 | 0 |  | 0 |  | 0 | 0 | 0 | 0 | 0 | 0
2225 | 0.5573 | 0.07545 | 0 |  | 0 |  | 0 | 0 | 0 | 0 | 0 | 0
2226 | 0.55705 | 0.07531 | 0 |  | 0 |  | 0 | 0 | 0 | 0 | 0 | 0
2227 | 0.5568 | 0.07537 | 0 |  | 0 |  | 0 | 0 | 0 | 0 | 0 | 0
2228 | 0.55655 | 0.07554 | 0 |  | 0 |  | 0 | 0 | 0 | 0 | 0 | 0
2229 | 0.5563 | 0.07571 | 0 |  | 0 |  | 0 | 0 | 0 | 0 | 0 | 0
2230 | 0.55605 | 0.07577 | 0 |  | 0 |  | 0 | 0 | 0 | 0 | 0 | 0
2231 | 0.5558 | 0.07564 | 0 |  | 0 |  | 0 | 0 | 0 | 0 | 0 | 0
2232 | 0.55556 | 0.07536 | 0 |  | 0 |  | 0 | 0 | 0 | 0 | 0 | 0
2233 | 0.55531 | 0.075 | 0 |  | 0 |  | 0 | 0 | 0 | 0 | 0 | 0
2234 | 0.55506 | 0.07462 | 0 |  | 0 |  | 0 | 0 | 0 | 0 | 0 | 0
2235 | 0.55481 | 0.0743 | 0 |  | 0 |  | 0 | 0 | 0 | 0 | 0 | 0
2236 | 0.55456 | 0.07407 | 0 |  | 0 |  | 0 | 0 | 0 | 0 | 0 | 0
2237 | 0.55431 | 0.0739 | 0 |  | 0 |  | 0 | 0 | 0 | 0 | 0 | 0
2238 | 0.55407 | 0.07373 | 0 |  | 0 |  | 0 | 0 | 0 | 0 | 0 | 0
2239 | 0.55382 | 0.07349 | 0 |  | 0 |  | 0 | 0 | 0 | 0 | 0 | 0
2240 | 0.55357 | 0.07312 | 0 |  | 0 |  | 0 | 0 | 0 | 0 | 0 | 0
2241 | 0.55332 | 0.07259 | 0 |  | 0 |  | 0 | 0 | 0 | 0 | 0 | 0
2242 | 0.55308 | 0.07199 | 0 |  | 0 |  | 0 | 0 | 0 | 0 | 0 | 0
2243 | 0.55283 | 0.07142 | 0 |  | 0 |  | 0 | 0 | 0 | 0 | 0 | 0
2244 | 0.55258 | 0.071 | 0 |  | 0 |  | 0 | 0 | 0 | 0 | 0 | 0
2245 | 0.55234 | 0.07084 | 0 |  | 0 |  | 0 | 0 | 0 | 0 | 0 | 0
2246 | 0.55209 | 0.071 | 0 |  | 0 |  | 0 | 0 | 0 | 0 | 0 | 0
2247 | 0.55185 | 0.07137 | 0 |  | 0 |  | 0 | 0 | 0 | 0 | 0 | 0
2248 | 0.5516 | 0.07176 | 0 |  | 0 |  | 0 | 0 | 0 | 0 | 0 | 0
2249 | 0.55136 | 0.07201 | 0 |  | 0 |  | 0 | 0 | 0 | 0 | 0 | 0
2250 | 0.55111 | 0.07194 | 0 |  | 0 |  | 0 | 0 | 0 | 0 | 0 | 0
2251 | 0.55087 | 0.07143 | 0 |  | 0 |  | 0 | 0 | 0 | 0 | 0 | 0
2252 | 0.55062 | 0.0706 | 0 |  | 0 |  | 0 | 0 | 0 | 0 | 0 | 0
2253 | 0.55038 | 0.06959 | 0 |  | 0 |  | 0 | 0 | 0 | 0 | 0 | 0
2254 | 0.55013 | 0.06857 | 0 |  | 0 |  | 0 | 0 | 0 | 0 | 0 | 0
2255 | 0.54989 | 0.06769 | 0 |  | 0 |  | 0 | 0 | 0 | 0 | 0 | 0
2256 | 0.54965 | 0.06708 | 0 |  | 0 |  | 0 | 0 | 0 | 0 | 0 | 0
2257 | 0.5494 | 0.06673 | 0 |  | 0 |  | 0 | 0 | 0 | 0 | 0 | 0
2258 | 0.54916 | 0.06661 | 0 |  | 0 |  | 0 | 0 | 0 | 0 | 0 | 0
2259 | 0.54892 | 0.06669 | 0 |  | 0 |  | 0 | 0 | 0 | 0 | 0 | 0
2260 | 0.54867 | 0.06693 | 0 |  | 0 |  | 0 | 0 | 0 | 0 | 0 | 0
2261 | 0.54843 | 0.06729 | 0 |  | 0 |  | 0 | 0 | 0 | 0 | 0 | 0
2262 | 0.54819 | 0.06768 | 0 |  | 0 |  | 0 | 0 | 0 | 0 | 0 | 0
2263 | 0.54795 | 0.06802 | 0 |  | 0 |  | 0 | 0 | 0 | 0 | 0 | 0
2264 | 0.5477 | 0.0682 | 0 |  | 0 |  | 0 | 0 | 0 | 0 | 0 | 0
2265 | 0.54746 | 0.06814 | 0 |  | 0 |  | 0 | 0 | 0 | 0 | 0 | 0
2266 | 0.54722 | 0.06776 | 0 |  | 0 |  | 0 | 0 | 0 | 0 | 0 | 0
2267 | 0.54698 | 0.06715 | 0 |  | 0 |  | 0 | 0 | 0 | 0 | 0 | 0
2268 | 0.54674 | 0.06639 | 0 |  | 0 |  | 0 | 0 | 0 | 0 | 0 | 0
2269 | 0.5465 | 0.0656 | 0 |  | 0 |  | 0 | 0 | 0 | 0 | 0 | 0
2270 | 0.54626 | 0.06487 | 0 |  | 0 |  | 0 | 0 | 0 | 0 | 0 | 0
2271 | 0.54601 | 0.06429 | 0 |  | 0 |  | 0 | 0 | 0 | 0 | 0 | 0
2272 | 0.54577 | 0.06389 | 0 |  | 0 |  | 0 | 0 | 0 | 0 | 0 | 0
2273 | 0.54553 | 0.0637 | 0 |  | 0 |  | 0 | 0 | 0 | 0 | 0 | 0
2274 | 0.54529 | 0.06374 | 0 |  | 0 |  | 0 | 0 | 0 | 0 | 0 | 0
2275 | 0.54505 | 0.06402 | 0 |  | 0 |  | 0 | 0 | 0 | 0 | 0 | 0
2276 | 0.54482 | 0.06454 | 0 |  | 0 |  | 0 | 0 | 0 | 0 | 0 | 0
2277 | 0.54458 | 0.06518 | 0 |  | 0 |  | 0 | 0 | 0 | 0 | 0 | 0
2278 | 0.54434 | 0.06579 | 0 |  | 0 |  | 0 | 0 | 0 | 0 | 0 | 0
2279 | 0.5441 | 0.06621 | 0 |  | 0 |  | 0 | 0 | 0 | 0 | 0 | 0
2280 | 0.54386 | 0.06629 | 0 |  | 0 |  | 0 | 0 | 0 | 0 | 0 | 0
2281 | 0.54362 | 0.06593 | 0 |  | 0 |  | 0 | 0 | 0 | 0 | 0 | 0
2282 | 0.54338 | 0.06526 | 0 |  | 0 |  | 0 | 0 | 0 | 0 | 0 | 0
2283 | 0.54314 | 0.06444 | 0 |  | 0 |  | 0 | 0 | 0 | 0 | 0 | 0
2284 | 0.54291 | 0.06366 | 0 |  | 0 |  | 0 | 0 | 0 | 0 | 0 | 0
2285 | 0.54267 | 0.06308 | 0 |  | 0 |  | 0 | 0 | 0 | 0 | 0 | 0
2286 | 0.54243 | 0.06283 | 0 |  | 0 |  | 0 | 0 | 0 | 0 | 0 | 0
2287 | 0.5422 | 0.06284 | 0 |  | 0 |  | 0 | 0 | 0 | 0 | 0 | 0
2288 | 0.54196 | 0.06299 | 0 |  | 0 |  | 0 | 0 | 0 | 0 | 0 | 0
2289 | 0.54172 | 0.06316 | 0 |  | 0 |  | 0 | 0 | 0 | 0 | 0 | 0
2290 | 0.54148 | 0.06322 | 0 |  | 0 |  | 0 | 0 | 0 | 0 | 0 | 0
2291 | 0.54125 | 0.06309 | 0 |  | 0 |  | 0 | 0 | 0 | 0 | 0 | 0
2292 | 0.54101 | 0.06278 | 0 |  | 0 |  | 0 | 0 | 0 | 0 | 0 | 0
2293 | 0.54078 | 0.06234 | 0 |  | 0 |  | 0 | 0 | 0 | 0 | 0 | 0
2294 | 0.54054 | 0.06182 | 0 |  | 0 |  | 0 | 0 | 0 | 0 | 0 | 0
2295 | 0.54031 | 0.06127 | 0 |  | 0 |  | 0 | 0 | 0 | 0 | 0 | 0
2296 | 0.54007 | 0.06072 | 0 |  | 0 |  | 0 | 0 | 0 | 0 | 0 | 0
2297 | 0.53983 | 0.06019 | 0 |  | 0 |  | 0 | 0 | 0 | 0 | 0 | 0
2298 | 0.5396 | 0.05969 | 0 |  | 0 |  | 0 | 0 | 0 | 0 | 0 | 0
2299 | 0.53936 | 0.05923 | 0 |  | 0 |  | 0 | 0 | 0 | 0 | 0 | 0
2300 | 0.53913 | 0.05882 | 0 |  | 0 |  | 0 | 0 | 0 | 0 | 0 | 0
2301 | 0.5389 | 0.05848 | 0 |  | 0 |  | 0 | 0 | 0 | 0 | 0 | 0
2302 | 0.53866 | 0.05827 | 0 |  | 0 |  | 0 | 0 | 0 | 0 | 0 | 0
2303 | 0.53843 | 0.05827 | 0 |  | 0 |  | 0 | 0 | 0 | 0 | 0 | 0
2304 | 0.53819 | 0.05854 | 0 |  | 0 |  | 0 | 0 | 0 | 0 | 0 | 0
2305 | 0.53796 | 0.05917 | 0 |  | 0 |  | 0 | 0 | 0 | 0 | 0 | 0
2306 | 0.53773 | 0.06018 | 0 |  | 0 |  | 0 | 0 | 0 | 0 | 0 | 0
2307 | 0.53749 | 0.06138 | 0 |  | 0 |  | 0 | 0 | 0 | 0 | 0 | 0
2308 | 0.53726 | 0.06255 | 0 |  | 0 |  | 0 | 0 | 0 | 0 | 0 | 0
2309 | 0.53703 | 0.06346 | 0 |  | 0 |  | 0 | 0 | 0 | 0 | 0 | 0
2310 | 0.5368 | 0.06387 | 0 |  | 0 |  | 0 | 0 | 0 | 0 | 0 | 0
2311 | 0.53656 | 0.06362 | 0 |  | 0 |  | 0 | 0 | 0 | 0 | 0 | 0
2312 | 0.53633 | 0.06278 | 0 |  | 0 |  | 0 | 0 | 0 | 0 | 0 | 0
2313 | 0.5361 | 0.0615 | 0 |  | 0 |  | 0 | 0 | 0 | 0 | 0 | 0
2314 | 0.53587 | 0.0599 | 0 |  | 0 |  | 0 | 0 | 0 | 0 | 0 | 0
2315 | 0.53564 | 0.05814 | 0 |  | 0 |  | 0 | 0 | 0 | 0 | 0 | 0
2316 | 0.53541 | 0.05635 | 0 |  | 0 |  | 0 | 0 | 0 | 0 | 0 | 0
2317 | 0.53517 | 0.05469 | 0 |  | 0 |  | 0 | 0 | 0 | 0 | 0 | 0
2318 | 0.53494 | 0.05331 | 0 |  | 0 |  | 0 | 0 | 0 | 0 | 0 | 0
2319 | 0.53471 | 0.05237 | 0 |  | 0 |  | 0 | 0 | 0 | 0 | 0 | 0
2320 | 0.53448 | 0.05203 | 0 |  | 0 |  | 0 | 0 | 0 | 0 | 0 | 0
2321 | 0.53425 | 0.05238 | 0 |  | 0 |  | 0 | 0 | 0 | 0 | 0 | 0
2322 | 0.53402 | 0.05324 | 0 |  | 0 |  | 0 | 0 | 0 | 0 | 0 | 0
2323 | 0.53379 | 0.05433 | 0 |  | 0 |  | 0 | 0 | 0 | 0 | 0 | 0
2324 | 0.53356 | 0.05541 | 0 |  | 0 |  | 0 | 0 | 0 | 0 | 0 | 0
2325 | 0.53333 | 0.05622 | 0 |  | 0 |  | 0 | 0 | 0 | 0 | 0 | 0
2326 | 0.5331 | 0.05657 | 0 |  | 0 |  | 0 | 0 | 0 | 0 | 0 | 0
2327 | 0.53287 | 0.05659 | 0 |  | 0 |  | 0 | 0 | 0 | 0 | 0 | 0
2328 | 0.53265 | 0.05651 | 0 |  | 0 |  | 0 | 0 | 0 | 0 | 0 | 0
2329 | 0.53242 | 0.05651 | 0 |  | 0 |  | 0 | 0 | 0 | 0 | 0 | 0
2330 | 0.53219 | 0.05682 | 0 |  | 0 |  | 0 | 0 | 0 | 0 | 0 | 0
2331 | 0.53196 | 0.05755 | 0 |  | 0 |  | 0 | 0 | 0 | 0 | 0 | 0
2332 | 0.53173 | 0.0584 | 0 |  | 0 |  | 0 | 0 | 0 | 0 | 0 | 0
2333 | 0.5315 | 0.05901 | 0 |  | 0 |  | 0 | 0 | 0 | 0 | 0 | 0
2334 | 0.53128 | 0.05899 | 0 |  | 0 |  | 0 | 0 | 0 | 0 | 0 | 0
2335 | 0.53105 | 0.05797 | 0 |  | 0 |  | 0 | 0 | 0 | 0 | 0 | 0
2336 | 0.53082 | 0.05572 | 0 |  | 0 |  | 0 | 0 | 0 | 0 | 0 | 0
2337 | 0.53059 | 0.05274 | 0 |  | 0 |  | 0 | 0 | 0 | 0 | 0 | 0
2338 | 0.53037 | 0.04967 | 0 |  | 0 |  | 0 | 0 | 0 | 0 | 0 | 0
2339 | 0.53014 | 0.04715 | 0 |  | 0 |  | 0 | 0 | 0 | 0 | 0 | 0
2340 | 0.52991 | 0.04584 | 0 |  | 0 |  | 0 | 0 | 0 | 0 | 0 | 0
2341 | 0.52969 | 0.04615 | 0 |  | 0 |  | 0 | 0 | 0 | 0 | 0 | 0
2342 | 0.52946 | 0.04759 | 0 |  | 0 |  | 0 | 0 | 0 | 0 | 0 | 0
2343 | 0.52924 | 0.04943 | 0 |  | 0 |  | 0 | 0 | 0 | 0 | 0 | 0
2344 | 0.52901 | 0.05094 | 0 |  | 0 |  | 0 | 0 | 0 | 0 | 0 | 0
2345 | 0.52878 | 0.0514 | 0 |  | 0 |  | 0 | 0 | 0 | 0 | 0 | 0
2346 | 0.52856 | 0.05031 | 0 |  | 0 |  | 0 | 0 | 0 | 0 | 0 | 0
2347 | 0.52833 | 0.04811 | 0 |  | 0 |  | 0 | 0 | 0 | 0 | 0 | 0
2348 | 0.52811 | 0.04547 | 0 |  | 0 |  | 0 | 0 | 0 | 0 | 0 | 0
2349 | 0.52788 | 0.04306 | 0 |  | 0 |  | 0 | 0 | 0 | 0 | 0 | 0
2350 | 0.52766 | 0.04154 | 0 |  | 0 |  | 0 | 0 | 0 | 0 | 0 | 0
2351 | 0.52744 | 0.04139 | 0 |  | 0 |  | 0 | 0 | 0 | 0 | 0 | 0
2352 | 0.52721 | 0.04237 | 0 |  | 0 |  | 0 | 0 | 0 | 0 | 0 | 0
2353 | 0.52699 | 0.04401 | 0 |  | 0 |  | 0 | 0 | 0 | 0 | 0 | 0
2354 | 0.52676 | 0.04586 | 0 |  | 0 |  | 0 | 0 | 0 | 0 | 0 | 0
2355 | 0.52654 | 0.04747 | 0 |  | 0 |  | 0 | 0 | 0 | 0 | 0 | 0
2356 | 0.52632 | 0.04851 | 0 |  | 0 |  | 0 | 0 | 0 | 0 | 0 | 0
2357 | 0.52609 | 0.04909 | 0 |  | 0 |  | 0 | 0 | 0 | 0 | 0 | 0
2358 | 0.52587 | 0.04942 | 0 |  | 0 |  | 0 | 0 | 0 | 0 | 0 | 0
2359 | 0.52565 | 0.04973 | 0 |  | 0 |  | 0 | 0 | 0 | 0 | 0 | 0
2360 | 0.52542 | 0.05024 | 0 |  | 0 |  | 0 | 0 | 0 | 0 | 0 | 0
2361 | 0.5252 | 0.05105 | 0 |  | 0 |  | 0 | 0 | 0 | 0 | 0 | 0
2362 | 0.52498 | 0.05183 | 0 |  | 0 |  | 0 | 0 | 0 | 0 | 0 | 0
2363 | 0.52476 | 0.05212 | 0 |  | 0 |  | 0 | 0 | 0 | 0 | 0 | 0
2364 | 0.52453 | 0.05146 | 0 |  | 0 |  | 0 | 0 | 0 | 0 | 0 | 0
2365 | 0.52431 | 0.04941 | 0 |  | 0 |  | 0 | 0 | 0 | 0 | 0 | 0
2366 | 0.52409 | 0.04573 | 0 |  | 0 |  | 0 | 0 | 0 | 0 | 0 | 0
2367 | 0.52387 | 0.04111 | 0 |  | 0 |  | 0 | 0 | 0 | 0 | 0 | 0
2368 | 0.52365 | 0.03647 | 0 |  | 0 |  | 0 | 0 | 0 | 0 | 0 | 0
2369 | 0.52343 | 0.03274 | 0 |  | 0 |  | 0 | 0 | 0 | 0 | 0 | 0
2370 | 0.52321 | 0.03082 | 0 |  | 0 |  | 0 | 0 | 0 | 0 | 0 | 0
2371 | 0.52299 | 0.03134 | 0 |  | 0 |  | 0 | 0 | 0 | 0 | 0 | 0
2372 | 0.52277 | 0.03377 | 0 |  | 0 |  | 0 | 0 | 0 | 0 | 0 | 0
2373 | 0.52255 | 0.03727 | 0 |  | 0 |  | 0 | 0 | 0 | 0 | 0 | 0
2374 | 0.52233 | 0.04101 | 0 |  | 0 |  | 0 | 0 | 0 | 0 | 0 | 0
2375 | 0.52211 | 0.04415 | 0 |  | 0 |  | 0 | 0 | 0 | 0 | 0 | 0
2376 | 0.52189 | 0.04602 | 0 |  | 0 |  | 0 | 0 | 0 | 0 | 0 | 0
2377 | 0.52167 | 0.04663 | 0 |  | 0 |  | 0 | 0 | 0 | 0 | 0 | 0
2378 | 0.52145 | 0.04615 | 0 |  | 0 |  | 0 | 0 | 0 | 0 | 0 | 0
2379 | 0.52123 | 0.04473 | 0 |  | 0 |  | 0 | 0 | 0 | 0 | 0 | 0
2380 | 0.52101 | 0.04255 | 0 |  | 0 |  | 0 | 0 | 0 | 0 | 0 | 0
2381 | 0.52079 | 0.03981 | 0 |  | 0 |  | 0 | 0 | 0 | 0 | 0 | 0
2382 | 0.52057 | 0.03687 | 0 |  | 0 |  | 0 | 0 | 0 | 0 | 0 | 0
2383 | 0.52035 | 0.03413 | 0 |  | 0 |  | 0 | 0 | 0 | 0 | 0 | 0
2384 | 0.52013 | 0.03198 | 0 |  | 0 |  | 0 | 0 | 0 | 0 | 0 | 0
2385 | 0.51992 | 0.03083 | 0 |  | 0 |  | 0 | 0 | 0 | 0 | 0 | 0
2386 | 0.5197 | 0.03092 | 0 |  | 0 |  | 0 | 0 | 0 | 0 | 0 | 0
2387 | 0.51948 | 0.03201 | 0 |  | 0 |  | 0 | 0 | 0 | 0 | 0 | 0
2388 | 0.51926 | 0.03367 | 0 |  | 0 |  | 0 | 0 | 0 | 0 | 0 | 0
2389 | 0.51905 | 0.0355 | 0 |  | 0 |  | 0 | 0 | 0 | 0 | 0 | 0
2390 | 0.51883 | 0.03711 | 0 |  | 0 |  | 0 | 0 | 0 | 0 | 0 | 0
2391 | 0.51861 | 0.03819 | 0 |  | 0 |  | 0 | 0 | 0 | 0 | 0 | 0
2392 | 0.51839 | 0.03885 | 0 |  | 0 |  | 0 | 0 | 0 | 0 | 0 | 0
2393 | 0.51818 | 0.03932 | 0 |  | 0 |  | 0 | 0 | 0 | 0 | 0 | 0
2394 | 0.51796 | 0.03983 | 0 |  | 0 |  | 0 | 0 | 0 | 0 | 0 | 0
2395 | 0.51775 | 0.04059 | 0 |  | 0 |  | 0 | 0 | 0 | 0 | 0 | 0
2396 | 0.51753 | 0.04174 | 0 |  | 0 |  | 0 | 0 | 0 | 0 | 0 | 0
2397 | 0.51731 | 0.04301 | 0 |  | 0 |  | 0 | 0 | 0 | 0 | 0 | 0
2398 | 0.5171 | 0.04407 | 0 |  | 0 |  | 0 | 0 | 0 | 0 | 0 | 0
2399 | 0.51688 | 0.04457 | 0 |  | 0 |  | 0 | 0 | 0 | 0 | 0 | 0
2400 | 0.51667 | 0.04415 | 0 |  | 0 |  | 0 | 0 | 0 | 0 | 0 | 0
2401 | 0.51645 | 0.04261 | 0 |  | 0 |  | 0 | 0 | 0 | 0 | 0 | 0
2402 | 0.51624 | 0.0403 | 0 |  | 0 |  | 0 | 0 | 0 | 0 | 0 | 0
2403 | 0.51602 | 0.03771 | 0 |  | 0 |  | 0 | 0 | 0 | 0 | 0 | 0
2404 | 0.51581 | 0.03531 | 0 |  | 0 |  | 0 | 0 | 0 | 0 | 0 | 0
2405 | 0.51559 | 0.0336 | 0 |  | 0 |  | 0 | 0 | 0 | 0 | 0 | 0
2406 | 0.51538 | 0.03291 | 0 |  | 0 |  | 0 | 0 | 0 | 0 | 0 | 0
2407 | 0.51516 | 0.03299 | 0 |  | 0 |  | 0 | 0 | 0 | 0 | 0 | 0
2408 | 0.51495 | 0.03343 | 0 |  | 0 |  | 0 | 0 | 0 | 0 | 0 | 0
2409 | 0.51474 | 0.03384 | 0 |  | 0 |  | 0 | 0 | 0 | 0 | 0 | 0
2410 | 0.51452 | 0.03381 | 0 |  | 0 |  | 0 | 0 | 0 | 0 | 0 | 0
2411 | 0.51431 | 0.03306 | 0 |  | 0 |  | 0 | 0 | 0 | 0 | 0 | 0
2412 | 0.5141 | 0.03175 | 0 |  | 0 |  | 0 | 0 | 0 | 0 | 0 | 0
2413 | 0.51388 | 0.03016 | 0 |  | 0 |  | 0 | 0 | 0 | 0 | 0 | 0
2414 | 0.51367 | 0.02858 | 0 |  | 0 |  | 0 | 0 | 0 | 0 | 0 | 0
2415 | 0.51346 | 0.0273 | 0 |  | 0 |  | 0 | 0 | 0 | 0 | 0 | 0
2416 | 0.51325 | 0.02652 | 0 |  | 0 |  | 0 | 0 | 0 | 0 | 0 | 0
2417 | 0.51303 | 0.02619 | 0 |  | 0 |  | 0 | 0 | 0 | 0 | 0 | 0
2418 | 0.51282 | 0.02618 | 0 |  | 0 |  | 0 | 0 | 0 | 0 | 0 | 0
2419 | 0.51261 | 0.02636 | 0 |  | 0 |  | 0 | 0 | 0 | 0 | 0 | 0
2420 | 0.5124 | 0.02659 | 0 |  | 0 |  | 0 | 0 | 0 | 0 | 0 | 0
2421 | 0.51219 | 0.02682 | 0 |  | 0 |  | 0 | 0 | 0 | 0 | 0 | 0
2422 | 0.51197 | 0.02728 | 0 |  | 0 |  | 0 | 0 | 0 | 0 | 0 | 0
2423 | 0.51176 | 0.02828 | 0 |  | 0 |  | 0 | 0 | 0 | 0 | 0 | 0
2424 | 0.51155 | 0.03011 | 0 |  | 0 |  | 0 | 0 | 0 | 0 | 0 | 0
2425 | 0.51134 | 0.03308 | 0 |  | 0 |  | 0 | 0 | 0 | 0 | 0 | 0
2426 | 0.51113 | 0.03724 | 0 |  | 0 |  | 0 | 0 | 0 | 0 | 0 | 0
2427 | 0.51092 | 0.04169 | 0 |  | 0 |  | 0 | 0 | 0 | 0 | 0 | 0
2428 | 0.51071 | 0.04525 | 0 |  | 0 |  | 0 | 0 | 0 | 0 | 0 | 0
2429 | 0.5105 | 0.04677 | 0 |  | 0 |  | 0 | 0 | 0 | 0 | 0 | 0
2430 | 0.51029 | 0.0451 | 0 |  | 0 |  | 0 | 0 | 0 | 0 | 0 | 0
2431 | 0.51008 | 0.0396 | 0 |  | 0 |  | 0 | 0 | 0 | 0 | 0 | 0
2432 | 0.50987 | 0.03178 | 0 |  | 0 |  | 0 | 0 | 0 | 0 | 0 | 0
2433 | 0.50966 | 0.02369 | 0 |  | 0 |  | 0 | 0 | 0 | 0 | 0 | 0
2434 | 0.50945 | 0.01738 | 0 |  | 0 |  | 0 | 0 | 0 | 0 | 0 | 0
2435 | 0.50924 | 0.01488 | 0 |  | 0 |  | 0 | 0 | 0 | 0 | 0 | 0
2436 | 0.50903 | 0.01754 | 0 |  | 0 |  | 0 | 0 | 0 | 0 | 0 | 0
2437 | 0.50882 | 0.02388 | 0 |  | 0 |  | 0 | 0 | 0 | 0 | 0 | 0
2438 | 0.50861 | 0.03173 | 0 |  | 0 |  | 0 | 0 | 0 | 0 | 0 | 0
2439 | 0.50841 | 0.03891 | 0 |  | 0 |  | 0 | 0 | 0 | 0 | 0 | 0
2440 | 0.5082 | 0.04325 | 0 |  | 0 |  | 0 | 0 | 0 | 0 | 0 | 0
2441 | 0.50799 | 0.04317 | 0 |  | 0 |  | 0 | 0 | 0 | 0 | 0 | 0
2442 | 0.50778 | 0.03947 | 0 |  | 0 |  | 0 | 0 | 0 | 0 | 0 | 0
2443 | 0.50757 | 0.03358 | 0 |  | 0 |  | 0 | 0 | 0 | 0 | 0 | 0
2444 | 0.50736 | 0.02688 | 0 |  | 0 |  | 0 | 0 | 0 | 0 | 0 | 0
2445 | 0.50716 | 0.0208 | 0 |  | 0 |  | 0 | 0 | 0 | 0 | 0 | 0
2446 | 0.50695 | 0.01645 | 0 |  | 0 |  | 0 | 0 | 0 | 0 | 0 | 0
2447 | 0.50674 | 0.01384 | 0 |  | 0 |  | 0 | 0 | 0 | 0 | 0 | 0
2448 | 0.50654 | 0.01268 | 0 |  | 0 |  | 0 | 0 | 0 | 0 | 0 | 0
2449 | 0.50633 | 0.0127 | 0 |  | 0 |  | 0 | 0 | 0 | 0 | 0 | 0
2450 | 0.50612 | 0.01361 | 0 |  | 0 |  | 0 | 0 | 0 | 0 | 0 | 0
2451 | 0.50592 | 0.01516 | 0 |  | 0 |  | 0 | 0 | 0 | 0 | 0 | 0
2452 | 0.50571 | 0.01718 | 0 |  | 0 |  | 0 | 0 | 0 | 0 | 0 | 0
2453 | 0.5055 | 0.01956 | 0 |  | 0 |  | 0 | 0 | 0 | 0 | 0 | 0
2454 | 0.5053 | 0.02216 | 0 |  | 0 |  | 0 | 0 | 0 | 0 | 0 | 0
2455 | 0.50509 | 0.02485 | 0 |  | 0 |  | 0 | 0 | 0 | 0 | 0 | 0
2456 | 0.50489 | 0.02749 | 0 |  | 0 |  | 0 | 0 | 0 | 0 | 0 | 0
2457 | 0.50468 | 0.02988 | 0 |  | 0 |  | 0 | 0 | 0 | 0 | 0 | 0
2458 | 0.50448 | 0.0318 | 0 |  | 0 |  | 0 | 0 | 0 | 0 | 0 | 0
2459 | 0.50427 | 0.03303 | 0 |  | 0 |  | 0 | 0 | 0 | 0 | 0 | 0
2460 | 0.50407 | 0.03336 | 0 |  | 0 |  | 0 | 0 | 0 | 0 | 0 | 0
2461 | 0.50386 | 0.03266 | 0 |  | 0 |  | 0 | 0 | 0 | 0 | 0 | 0
2462 | 0.50366 | 0.03112 | 0 |  | 0 |  | 0 | 0 | 0 | 0 | 0 | 0
2463 | 0.50345 | 0.029 | 0 |  | 0 |  | 0 | 0 | 0 | 0 | 0 | 0
2464 | 0.50325 | 0.02659 | 0 |  | 0 |  | 0 | 0 | 0 | 0 | 0 | 0
2465 | 0.50304 | 0.02415 | 0 |  | 0 |  | 0 | 0 | 0 | 0 | 0 | 0
2466 | 0.50284 | 0.02192 | 0 |  | 0 |  | 0 | 0 | 0 | 0 | 0 | 0
2467 | 0.50263 | 0.02 | 0 |  | 0 |  | 0 | 0 | 0 | 0 | 0 | 0
2468 | 0.50243 | 0.01845 | 0 |  | 0 |  | 0 | 0 | 0 | 0 | 0 | 0
2469 | 0.50223 | 0.01734 | 0 |  | 0 |  | 0 | 0 | 0 | 0 | 0 | 0
2470 | 0.50202 | 0.01673 | 0 |  | 0 |  | 0 | 0 | 0 | 0 | 0 | 0
2471 | 0.50182 | 0.01662 | 0 |  | 0 |  | 0 | 0 | 0 | 0 | 0 | 0
2472 | 0.50162 | 0.01681 | 0 |  | 0 |  | 0 | 0 | 0 | 0 | 0 | 0
2473 | 0.50142 | 0.01702 | 0 |  | 0 |  | 0 | 0 | 0 | 0 | 0 | 0
2474 | 0.50121 | 0.01699 | 0 |  | 0 |  | 0 | 0 | 0 | 0 | 0 | 0
2475 | 0.50101 | 0.01646 | 0 |  | 0 |  | 0 | 0 | 0 | 0 | 0 | 0
2476 | 0.50081 | 0.01523 | 0 |  | 0 |  | 0 | 0 | 0 | 0 | 0 | 0
2477 | 0.50061 | 0.01351 | 0 |  | 0 |  | 0 | 0 | 0 | 0 | 0 | 0
2478 | 0.5004 | 0.01156 | 0 |  | 0 |  | 0 | 0 | 0 | 0 | 0 | 0
2479 | 0.5002 | 0.00964 | 0 |  | 0 |  | 0 | 0 | 0 | 0 | 0 | 0
2480 | 0.5 | 0.00804 | 0 |  | 0 |  | 0 | 0 | 0 | 0 | 0 | 0
2481 | 0.4998 | 0.00695 | 0 |  | 0 |  | 0 | 0 | 0 | 0 | 0 | 0
2482 | 0.4996 | 0.00631 | 0 |  | 0 |  | 0 | 0 | 0 | 0 | 0 | 0
2483 | 0.4994 | 0.00596 | 0 |  | 0 |  | 0 | 0 | 0 | 0 | 0 | 0
2484 | 0.49919 | 0.00578 | 0 |  | 0 |  | 0 | 0 | 0 | 0 | 0 | 0
2485 | 0.49899 | 0.00561 | 0 |  | 0 |  | 0 | 0 | 0 | 0 | 0 | 0
2486 | 0.49879 | 0.00535 | 0 |  | 0 |  | 0 | 0 | 0 | 0 | 0 | 0
2487 | 0.49859 | 0.00498 | 0 |  | 0 |  | 0 | 0 | 0 | 0 | 0 | 0
2488 | 0.49839 | 0.00454 | 0 |  | 0 |  | 0 | 0 | 0 | 0 | 0 | 0
2489 | 0.49819 | 0.00404 | 0 |  | 0 |  | 0 | 0 | 0 | 0 | 0 | 0
2490 | 0.49799 | 0.00351 | 0 |  | 0 |  | 0 | 0 | 0 | 0 | 0 | 0
2491 | 0.49779 | 0.00299 | 0 |  | 0 |  | 0 | 0 | 0 | 0 | 0 | 0
2492 | 0.49759 | 0.00255 | 0 |  | 0 |  | 0 | 0 | 0 | 0 | 0 | 0
2493 | 0.49739 | 0.00232 | 0 |  | 0 |  | 0 | 0 | 0 | 0 | 0 | 0
2494 | 0.49719 | 0.0024 | 0 |  | 0 |  | 0 | 0 | 0 | 0 | 0 | 0
2495 | 0.49699 | 0.00288 | 0 |  | 0 |  | 0 | 0 | 0 | 0 | 0 | 0
2496 | 0.49679 | 0.00381 | 0 |  | 0 |  | 0 | 0 | 0 | 0 | 0 | 0
2497 | 0.4966 | 0.00497 | 0 |  | 0 |  | 0 | 0 | 0 | 0 | 0 | 0
2498 | 0.4964 | 0.00609 | 0 |  | 0 |  | 0 | 0 | 0 | 0 | 0 | 0
2499 | 0.4962 | 0.00688 | 0 |  | 0 |  | 0 | 0 | 0 | 0 | 0 | 0
2500 | 0.496 | 0.00706 | 0 |  | 0 |  | 0 | 0 | 0 | 0 | 0 | 0
2501 | 0.4958 | 0.00647 | 0 |  | 0 |  | 0 | 0 | 0 | 0 | 0 | 0
2502 | 0.4956 | 0.0053 | 0 |  | 0 |  | 0 | 0 | 0 | 0 | 0 | 0
2503 | 0.49541 | 0.00388 | 0 |  | 0 |  | 0 | 0 | 0 | 0 | 0 | 0
2504 | 0.49521 | 0.00251 | 0 |  | 0 |  | 0 | 0 | 0 | 0 | 0 | 0
2505 | 0.49501 | 0.00152 | 0 |  | 0 |  | 0 | 0 | 0 | 0 | 0 | 0
2506 | 0.49481 | 0.00113 | 0 |  | 0 |  | 0 | 0 | 0 | 0 | 0 | 0
2507 | 0.49462 | 0.00121 | 0 |  | 0 |  | 0 | 0 | 0 | 0 | 0 | 0
2508 | 0.49442 | 0.00156 | 0 |  | 0 |  | 0 | 0 | 0 | 0 | 0 | 0
2509 | 0.49422 | 0.00197 | 0 |  | 0 |  | 0 | 0 | 0 | 0 | 0 | 0
2510 | 0.49402 | 0.00222 | 0 |  | 0 |  | 0 | 0 | 0 | 0 | 0 | 0
2511 | 0.49383 | 0.00215 | 0 |  | 0 |  | 0 | 0 | 0 | 0 | 0 | 0
2512 | 0.49363 | 0.00184 | 0 |  | 0 |  | 0 | 0 | 0 | 0 | 0 | 0
2513 | 0.49343 | 0.00139 | 0 |  | 0 |  | 0 | 0 | 0 | 0 | 0 | 0
2514 | 0.49324 | 0.00090856 | 0 |  | 0 |  | 0 | 0 | 0 | 0 | 0 | 0
2515 | 0.49304 | 0.0005188 | 0 |  | 0 |  | 0 | 0 | 0 | 0 | 0 | 0
2516 | 0.49285 | 0.0003031 | 0 |  | 0 |  | 0 | 0 | 0 | 0 | 0 | 0
2517 | 0.49265 | 0.00023495 | 0 |  | 0 |  | 0 | 0 | 0 | 0 | 0 | 0
2518 | 0.49245 | 0.00025983 | 0 |  | 0 |  | 0 | 0 | 0 | 0 | 0 | 0
2519 | 0.49226 | 0.0003232 | 0 |  | 0 |  | 0 | 0 | 0 | 0 | 0 | 0
2520 | 0.49206 | 0.00037054 | 0 |  | 0 |  | 0 | 0 | 0 | 0 | 0 | 0
2521 | 0.49187 | 0.00035998 | 0 |  | 0 |  | 0 | 0 | 0 | 0 | 0 | 0
2522 | 0.49167 | 0.00030032 | 0 |  | 0 |  | 0 | 0 | 0 | 0 | 0 | 0
2523 | 0.49148 | 0.00021302 | 0 |  | 0 |  | 0 | 0 | 0 | 0 | 0 | 0
2524 | 0.49128 | 0.00011956 | 0 |  | 0 |  | 0 | 0 | 0 | 0 | 0 | 0
2525 | 0.49109 | 4.1393e-05 | 0 |  | 0 |  | 0 | 0 | 0 | 0 | 0 | 0
2526 | 0.49089 | -5.0549e-06 | 0 |  | 0 |  | 0 | 0 | 0 | 0 | 0 | 0
2527 | 0.4907 | -2.3547e-05 | 0 |  | 0 |  | 0 | 0 | 0 | 0 | 0 | 0
2528 | 0.49051 | -2.2891e-05 | 0 |  | 0 |  | 0 | 0 | 0 | 0 | 0 | 0
2529 | 0.49031 | -1.1894e-05 | 0 |  | 0 |  | 0 | 0 | 0 | 0 | 0 | 0
2530 | 0.49012 | 6.3593e-07 | 0 |  | 0 |  | 0 | 0 | 0 | 0 | 0 | 0
2531 | 0.48992 | 7.6696e-06 | 0 |  | 0 |  | 0 | 0 | 0 | 0 | 0 | 0
2532 | 0.48973 | 9.2849e-06 | 0 |  | 0 |  | 0 | 0 | 0 | 0 | 0 | 0
2533 | 0.48954 | 7.3373e-06 | 0 |  | 0 |  | 0 | 0 | 0 | 0 | 0 | 0
2534 | 0.48934 | 3.6822e-06 | 0 |  | 0 |  | 0 | 0 | 0 | 0 | 0 | 0
2535 | 0.48915 | 1.7502e-07 | 0 |  | 0 |  | 0 | 0 | 0 | 0 | 0 | 0
2536 | 0.48896 | -1.7242e-06 | 0 |  | 0 |  | 0 | 0 | 0 | 0 | 0 | 0
2537 | 0.48877 | -2.1368e-06 | 0 |  | 0 |  | 0 | 0 | 0 | 0 | 0 | 0
2538 | 0.48857 | -1.5795e-06 | 0 |  | 0 |  | 0 | 0 | 0 | 0 | 0 | 0
2539 | 0.48838 | -5.6932e-07 | 0 |  | 0 |  | 0 | 0 | 0 | 0 | 0 | 0
2540 | 0.48819 | 3.7716e-07 | 0 |  | 0 |  | 0 | 0 | 0 | 0 | 0 | 0
2541 | 0.488 | 8.5457e-07 | 0 |  | 0 |  | 0 | 0 | 0 | 0 | 0 | 0
2542 | 0.4878 | 9.035e-07 | 0 |  | 0 |  | 0 | 0 | 0 | 0 | 0 | 0
2543 | 0.48761 | 6.7602e-07 | 0 |  | 0 |  | 0 | 0 | 0 | 0 | 0 | 0
2544 | 0.48742 | 3.2418e-07 | 0 |  | 0 |  | 0 | 0 | 0 | 0 | 0 | 0
2545 | 0.48723 | 5.3758e-11 | 0 |  | 0 |  | 0 | 0 | 0 | 0 | 0 | 0
2546 | 0.48704 | -1.7724e-07 | 0 |  | 0 |  | 0 | 0 | 0 | 0 | 0 | 0
2547 | 0.48685 | -2.2032e-07 | 0 |  | 0 |  | 0 | 0 | 0 | 0 | 0 | 0
2548 | 0.48666 | -1.7477e-07 | 0 |  | 0 |  | 0 | 0 | 0 | 0 | 0 | 0
2549 | 0.48647 | -8.6136e-08 | 0 |  | 0 |  | 0 | 0 | 0 | 0 | 0 | 0
2550 | 0.48627 | 2.8222e-13 | 0 |  | 0 |  | 0 | 0 | 0 | 0 | 0 | 0
2551 | 0.48608 | 4.7698e-08 | 0 |  | 0 |  | 0 | 0 | 0 | 0 | 0 | 0
2552 | 0.48589 | 5.9493e-08 | 0 |  | 0 |  | 0 | 0 | 0 | 0 | 0 | 0
2553 | 0.4857 | 4.7544e-08 | 0 |  | 0 |  | 0 | 0 | 0 | 0 | 0 | 0
2554 | 0.48551 | 2.4008e-08 | 0 |  | 0 |  | 0 | 0 | 0 | 0 | 0 | 0
2555 | 0.48532 | 1.0435e-09 | 0 |  | 0 |  | 0 | 0 | 0 | 0 | 0 | 0
2556 | 0.48513 | -1.1755e-08 | 0 |  | 0 |  | 0 | 0 | 0 | 0 | 0 | 0
2557 | 0.48494 | -1.504e-08 | 0 |  | 0 |  | 0 | 0 | 0 | 0 | 0 | 0
2558 | 0.48475 | -1.2027e-08 | 0 |  | 0 |  | 0 | 0 | 0 | 0 | 0 | 0
2559 | 0.48456 | -5.9317e-09 | 0 |  | 0 |  | 0 | 0 | 0 | 0 | 0 | 0
2560 | 0.48438 | 3.102e-11 | 0 |  | 0 |  | 0 | 0 | 0 | 0 | 0 | 0
2561 | 0.48419 | 3.3232e-09 | 0 |  | 0 |  | 0 | 0 | 0 | 0 | 0 | 0
2562 | 0.484 | 4.1167e-09 | 0 |  | 0 |  | 0 | 0 | 0 | 0 | 0 | 0
2563 | 0.48381 | 3.2611e-09 | 0 |  | 0 |  | 0 | 0 | 0 | 0 | 0 | 0
2564 | 0.48362 | 1.6057e-09 | 0 |  | 0 |  | 0 | 0 | 0 | 0 | 0 | 0
2565 | 0.48343 | 1.5955e-14 | 0 |  | 0 |  | 0 | 0 | 0 | 0 | 0 | 0
2566 | 0.48324 | -8.8617e-10 | 0 |  | 0 |  | 0 | 0 | 0 | 0 | 0 | 0
2567 | 0.48305 | -1.1013e-09 | 0 |  | 0 |  | 0 | 0 | 0 | 0 | 0 | 0
2568 | 0.48287 | -8.7327e-10 | 0 |  | 0 |  | 0 | 0 | 0 | 0 | 0 | 0
2569 | 0.48268 | -4.3018e-10 | 0 |  | 0 |  | 0 | 0 | 0 | 0 | 0 | 0
2570 | 0.48249 | 1.5258e-18 | 0 |  | 0 |  | 0 | 0 | 0 | 0 | 0 | 0
2571 | 0.4823 | 2.3745e-10 | 0 |  | 0 |  | 0 | 0 | 0 | 0 | 0 | 0
2572 | 0.48212 | 2.9509e-10 | 0 |  | 0 |  | 0 | 0 | 0 | 0 | 0 | 0
2573 | 0.48193 | 2.3399e-10 | 0 |  | 0 |  | 0 | 0 | 0 | 0 | 0 | 0
2574 | 0.48174 | 1.1527e-10 | 0 |  | 0 |  | 0 | 0 | 0 | 0 | 0 | 0
2575 | 0.48155 | 1.0786e-27 | 0 |  | 0 |  | 0 | 0 | 0 | 0 | 0 | 0
2576 | 0.48137 | -6.3625e-11 | 0 |  | 0 |  | 0 | 0 | 0 | 0 | 0 | 0
2577 | 0.48118 | -7.9068e-11 | 0 |  | 0 |  | 0 | 0 | 0 | 0 | 0 | 0
2578 | 0.48099 | -6.2698e-11 | 0 |  | 0 |  | 0 | 0 | 0 | 0 | 0 | 0
2579 | 0.48081 | -3.0886e-11 | 0 |  | 0 |  | 0 | 0 | 0 | 0 | 0 | 0
2580 | 0.48062 | 3.8214e-22 | 0 |  | 0 |  | 0 | 0 | 0 | 0 | 0 | 0
2581 | 0.48043 | 1.7048e-11 | 0 |  | 0 |  | 0 | 0 | 0 | 0 | 0 | 0
2582 | 0.48025 | 2.1186e-11 | 0 |  | 0 |  | 0 | 0 | 0 | 0 | 0 | 0
2583 | 0.48006 | 1.68e-11 | 0 |  | 0 |  | 0 | 0 | 0 | 0 | 0 | 0
2584 | 0.47988 | 8.2758e-12 | 0 |  | 0 |  | 0 | 0 | 0 | 0 | 0 | 0
2585 | 0.47969 | 1.7194e-34 | 0 |  | 0 |  | 0 | 0 | 0 | 0 | 0 | 0
2586 | 0.47951 | -4.5681e-12 | 0 |  | 0 |  | 0 | 0 | 0 | 0 | 0 | 0
2587 | 0.47932 | -5.6768e-12 | 0 |  | 0 |  | 0 | 0 | 0 | 0 | 0 | 0
2588 | 0.47913 | -4.5015e-12 | 0 |  | 0 |  | 0 | 0 | 0 | 0 | 0 | 0
2589 | 0.47895 | -2.2175e-12 | 0 |  | 0 |  | 0 | 0 | 0 | 0 | 0 | 0
2590 | 0.47876 | 5.4793e-31 | 0 |  | 0 |  | 0 | 0 | 0 | 0 | 0 | 0
2591 | 0.47858 | 1.224e-12 | 0 |  | 0 |  | 0 | 0 | 0 | 0 | 0 | 0
2592 | 0.4784 | 1.5211e-12 | 0 |  | 0 |  | 0 | 0 | 0 | 0 | 0 | 0
2593 | 0.47821 | 1.2062e-12 | 0 |  | 0 |  | 0 | 0 | 0 | 0 | 0 | 0
2594 | 0.47803 | 5.9417e-13 | 0 |  | 0 |  | 0 | 0 | 0 | 0 | 0 | 0
2595 | 0.47784 | 2.2838e-33 | 0 |  | 0 |  | 0 | 0 | 0 | 0 | 0 | 0
2596 | 0.47766 | -3.2797e-13 | 0 |  | 0 |  | 0 | 0 | 0 | 0 | 0 | 0
2597 | 0.47747 | -4.0758e-13 | 0 |  | 0 |  | 0 | 0 | 0 | 0 | 0 | 0
2598 | 0.47729 | -3.2319e-13 | 0 |  | 0 |  | 0 | 0 | 0 | 0 | 0 | 0
2599 | 0.47711 | -1.5921e-13 | 0 |  | 0 |  | 0 | 0 | 0 | 0 | 0 | 0
2600 | 0.47692 | 4.4912e-28 | 0 |  | 0 |  | 0 | 0 | 0 | 0 | 0 | 0
2601 | 0.47674 | 8.788e-14 | 0 |  | 0 |  | 0 | 0 | 0 | 0 | 0 | 0
2602 | 0.47656 | 1.0921e-13 | 0 |  | 0 |  | 0 | 0 | 0 | 0 | 0 | 0
2603 | 0.47637 | 8.66e-14 | 0 |  | 0 |  | 0 | 0 | 0 | 0 | 0 | 0
2604 | 0.47619 | 4.266e-14 | 0 |  | 0 |  | 0 | 0 | 0 | 0 | 0 | 0
2605 | 0.47601 | 5.8053e-35 | 0 |  | 0 |  | 0 | 0 | 0 | 0 | 0 | 0
2606 | 0.47583 | -2.3548e-14 | 0 |  | 0 |  | 0 | 0 | 0 | 0 | 0 | 0
2607 | 0.47564 | -2.9263e-14 | 0 |  | 0 |  | 0 | 0 | 0 | 0 | 0 | 0
2608 | 0.47546 | -2.3205e-14 | 0 |  | 0 |  | 0 | 0 | 0 | 0 | 0 | 0
2609 | 0.47528 | -1.1431e-14 | 0 |  | 0 |  | 0 | 0 | 0 | 0 | 0 | 0
2610 | 0.4751 | 5.9447e-34 | 0 |  | 0 |  | 0 | 0 | 0 | 0 | 0 | 0
2611 | 0.47491 | 6.3099e-15 | 0 |  | 0 |  | 0 | 0 | 0 | 0 | 0 | 0
2612 | 0.47473 | 7.8417e-15 | 0 |  | 0 |  | 0 | 0 | 0 | 0 | 0 | 0
2613 | 0.47455 | 6.2185e-15 | 0 |  | 0 |  | 0 | 0 | 0 | 0 | 0 | 0
2614 | 0.47437 | 3.0636e-15 | 0 |  | 0 |  | 0 | 0 | 0 | 0 | 0 | 0
2615 | 0.47419 | 1.1196e-37 | 0 |  | 0 |  | 0 | 0 | 0 | 0 | 0 | 0
2616 | 0.47401 | -1.692e-15 | 0 |  | 0 |  | 0 | 0 | 0 | 0 | 0 | 0
2617 | 0.47382 | -2.1037e-15 | 0 |  | 0 |  | 0 | 0 | 0 | 0 | 0 | 0
2618 | 0.47364 | -1.6695e-15 | 0 |  | 0 |  | 0 | 0 | 0 | 0 | 0 | 0
2619 | 0.47346 | -8.2351e-16 | 0 |  | 0 |  | 0 | 0 | 0 | 0 | 0 | 0
2620 | 0.47328 | 5.6505e-29 | 0 |  | 0 |  | 0 | 0 | 0 | 0 | 0 | 0
2621 | 0.4731 | 4.5813e-16 | 0 |  | 0 |  | 0 | 0 | 0 | 0 | 0 | 0
2622 | 0.47292 | 5.7335e-16 | 0 |  | 0 |  | 0 | 0 | 0 | 0 | 0 | 0
2623 | 0.47274 | 4.5952e-16 | 0 |  | 0 |  | 0 | 0 | 0 | 0 | 0 | 0
2624 | 0.47256 | 2.3046e-16 | 0 |  | 0 |  | 0 | 0 | 0 | 0 | 0 | 0
2625 | 0.47238 | 3.8687e-28 | 0 |  | 0 |  | 0 | 0 | 0 | 0 | 0 | 0
2626 | 0.4722 | -1.4051e-16 | 0 |  | 0 |  | 0 | 0 | 0 | 0 | 0 | 0
2627 | 0.47202 | -1.8966e-16 | 0 |  | 0 |  | 0 | 0 | 0 | 0 | 0 | 0
2628 | 0.47184 | -1.6857e-16 | 0 |  | 0 |  | 0 | 0 | 0 | 0 | 0 | 0
2629 | 0.47166 | -9.8318e-17 | 0 |  | 0 |  | 0 | 0 | 0 | 0 | 0 | 0
2630 | 0.47148 | 2.8026e-45 | 0 |  | 0 |  | 0 | 0 | 0 | 0 | 0 | 0
2631 | 0.4713 | 1.0702e-16 | 0 |  | 0 |  | 0 | 0 | 0 | 0 | 0 | 0
2632 | 0.47112 | 2.1028e-16 | 0 |  | 0 |  | 0 | 0 | 0 | 0 | 0 | 0
2633 | 0.47095 | 2.9906e-16 | 0 |  | 0 |  | 0 | 0 | 0 | 0 | 0 | 0
2634 | 0.47077 | 3.6264e-16 | 0 |  | 0 |  | 0 | 0 | 0 | 0 | 0 | 0
2635 | 0.47059 | 3.9027e-16 | 0 |  | 0 |  | 0 | 0 | 0 | 0 | 0 | 0
2636 | 0.47041 | 3.7527e-16 | 0 |  | 0 |  | 0 | 0 | 0 | 0 | 0 | 0
2637 | 0.47023 | 3.2705e-16 | 0 |  | 0 |  | 0 | 0 | 0 | 0 | 0 | 0
2638 | 0.47005 | 2.5905e-16 | 0 |  | 0 |  | 0 | 0 | 0 | 0 | 0 | 0
2639 | 0.46987 | 1.8472e-16 | 0 |  | 0 |  | 0 | 0 | 0 | 0 | 0 | 0
2640 | 0.4697 | 1.175e-16 | 0 |  | 0 |  | 0 | 0 | 0 | 0 | 0 | 0
2641 | 0.46952 | 6.797e-17 | 0 |  | 0 |  | 0 | 0 | 0 | 0 | 0 | 0
2642 | 0.46934 | 3.527e-17 | 0 |  | 0 |  | 0 | 0 | 0 | 0 | 0 | 0
2643 | 0.46916 | 1.5674e-17 | 0 |  | 0 |  | 0 | 0 | 0 | 0 | 0 | 0
2644 | 0.46899 | 5.4585e-18 | 0 |  | 0 |  | 0 | 0 | 0 | 0 | 0 | 0
2645 | 0.46881 | 8.9988e-19 | 0 |  | 0 |  | 0 | 0 | 0 | 0 | 0 | 0
2646 | 0.46863 | -1.1859e-18 | 0 |  | 0 |  | 0 | 0 | 0 | 0 | 0 | 0
2647 | 0.46845 | -1.8218e-18 | 0 |  | 0 |  | 0 | 0 | 0 | 0 | 0 | 0
2648 | 0.46828 | -1.4906e-18 | 0 |  | 0 |  | 0 | 0 | 0 | 0 | 0 | 0
2649 | 0.4681 | -6.7474e-19 | 0 |  | 0 |  | 0 | 0 | 0 | 0 | 0 | 0
2650 | 0.46792 | 1.4295e-19 | 0 |  | 0 |  | 0 | 0 | 0 | 0 | 0 | 0
2651 | 0.46775 | 5.8091e-19 | 0 |  | 0 |  | 0 | 0 | 0 | 0 | 0 | 0
2652 | 0.46757 | 6.6182e-19 | 0 |  | 0 |  | 0 | 0 | 0 | 0 | 0 | 0
2653 | 0.4674 | 5.0947e-19 | 0 |  | 0 |  | 0 | 0 | 0 | 0 | 0 | 0
2654 | 0.46722 | 2.4761e-19 | 0 |  | 0 |  | 0 | 0 | 0 | 0 | 0 | 0
2655 | 0.46704 | 1.3133e-27 | 0 |  | 0 |  | 0 | 0 | 0 | 0 | 0 | 0
2656 | 0.46687 | -1.3604e-19 | 0 |  | 0 |  | 0 | 0 | 0 | 0 | 0 | 0
2657 | 0.46669 | -1.6906e-19 | 0 |  | 0 |  | 0 | 0 | 0 | 0 | 0 | 0
2658 | 0.46652 | -1.3406e-19 | 0 |  | 0 |  | 0 | 0 | 0 | 0 | 0 | 0
2659 | 0.46634 | -6.6039e-20 | 0 |  | 0 |  | 0 | 0 | 0 | 0 | 0 | 0
2660 | 0.46617 | 2.6068e-25 | 0 |  | 0 |  | 0 | 0 | 0 | 0 | 0 | 0
2661 | 0.46599 | 3.6453e-20 | 0 |  | 0 |  | 0 | 0 | 0 | 0 | 0 | 0
2662 | 0.46582 | 4.53e-20 | 0 |  | 0 |  | 0 | 0 | 0 | 0 | 0 | 0
2663 | 0.46564 | 3.5921e-20 | 0 |  | 0 |  | 0 | 0 | 0 | 0 | 0 | 0
2664 | 0.46547 | 1.7695e-20 | 0 |  | 0 |  | 0 | 0 | 0 | 0 | 0 | 0
2665 | 0.46529 | 1.1123e-37 | 0 |  | 0 |  | 0 | 0 | 0 | 0 | 0 | 0
2666 | 0.46512 | -9.7671e-21 | 0 |  | 0 |  | 0 | 0 | 0 | 0 | 0 | 0
2667 | 0.46494 | -1.2138e-20 | 0 |  | 0 |  | 0 | 0 | 0 | 0 | 0 | 0
2668 | 0.46477 | -9.6244e-21 | 0 |  | 0 |  | 0 | 0 | 0 | 0 | 0 | 0
2669 | 0.46459 | -4.7408e-21 | 0 |  | 0 |  | 0 | 0 | 0 | 0 | 0 | 0
2670 | 0.46442 | 0 | 0 |  | 0 |  | 0 | 0 | 0 | 0 | 0 | 0
2671 | 0.46425 | 2.6162e-21 | 0 |  | 0 |  | 0 | 0 | 0 | 0 | 0 | 0
2672 | 0.46407 | 3.2504e-21 | 0 |  | 0 |  | 0 | 0 | 0 | 0 | 0 | 0
2673 | 0.4639 | 2.5765e-21 | 0 |  | 0 |  | 0 | 0 | 0 | 0 | 0 | 0
2674 | 0.46372 | 1.2684e-21 | 0 |  | 0 |  | 0 | 0 | 0 | 0 | 0 | 0
2675 | 0.46355 | 0 | 0 |  | 0 |  | 0 | 0 | 0 | 0 | 0 | 0
2676 | 0.46338 | -6.9753e-22 | 0 |  | 0 |  | 0 | 0 | 0 | 0 | 0 | 0
2677 | 0.46321 | -8.6389e-22 | 0 |  | 0 |  | 0 | 0 | 0 | 0 | 0 | 0
2678 | 0.46303 | -6.8148e-22 | 0 |  | 0 |  | 0 | 0 | 0 | 0 | 0 | 0
2679 | 0.46286 | -3.3272e-22 | 0 |  | 0 |  | 0 | 0 | 0 | 0 | 0 | 0
2680 | 0.46269 | 0 | 0 |  | 0 |  | 0 | 0 | 0 | 0 | 0 | 0
2681 | 0.46251 | 1.7395e-22 | 0 |  | 0 |  | 0 | 0 | 0 | 0 | 0 | 0
2682 | 0.46234 | 2.0519e-22 | 0 |  | 0 |  | 0 | 0 | 0 | 0 | 0 | 0
2683 | 0.46217 | 1.4946e-22 | 0 |  | 0 |  | 0 | 0 | 0 | 0 | 0 | 0
2684 | 0.462 | 6.248e-23 | 0 |  | 0 |  | 0 | 0 | 0 | 0 | 0 | 0
2685 | 0.46182 | 0 | 0 |  | 0 |  | 0 | 0 | 0 | 0 | 0 | 0
2686 | 0.46165 | 1.7087e-24 | 0 |  | 0 |  | 0 | 0 | 0 | 0 | 0 | 0
2687 | 0.46148 | 4.3108e-23 | 0 |  | 0 |  | 0 | 0 | 0 | 0 | 0 | 0
2688 | 0.46131 | 8.3653e-23 | 0 |  | 0 |  | 0 | 0 | 0 | 0 | 0 | 0
2689 | 0.46114 | 8.2799e-23 | 0 |  | 0 |  | 0 | 0 | 0 | 0 | 0 | 0
2690 | 0.46097 | 1.0226e-29 | 0 |  | 0 |  | 0 | 0 | 0 | 0 | 0 | 0
2691 | 0.4608 | -1.8079e-22 | 0 |  | 0 |  | 0 | 0 | 0 | 0 | 0 | 0
2692 | 0.46062 | -3.7763e-22 | 0 |  | 0 |  | 0 | 0 | 0 | 0 | 0 | 0
2693 | 0.46045 | -4.8407e-22 | 0 |  | 0 |  | 0 | 0 | 0 | 0 | 0 | 0
2694 | 0.46028 | -3.9367e-22 | 0 |  | 0 |  | 0 | 0 | 0 | 0 | 0 | 0
2695 | 0.46011 | 7.1284e-33 | 0 |  | 0 |  | 0 | 0 | 0 | 0 | 0 | 0
2696 | 0.45994 | 7.2145e-22 | 0 |  | 0 |  | 0 | 0 | 0 | 0 | 0 | 0
2697 | 0.45977 | 1.4674e-21 | 0 |  | 0 |  | 0 | 0 | 0 | 0 | 0 | 0
2698 | 0.4596 | 1.8526e-21 | 0 |  | 0 |  | 0 | 0 | 0 | 0 | 0 | 0
2699 | 0.45943 | 1.4919e-21 | 0 |  | 0 |  | 0 | 0 | 0 | 0 | 0 | 0
2700 | 0.45926 | 0 | 0 |  | 0 |  | 0 | 0 | 0 | 0 | 0 | 0
2701 | 0.45909 | -2.705e-21 | 0 |  | 0 |  | 0 | 0 | 0 | 0 | 0 | 0
2702 | 0.45892 | -5.492e-21 | 0 |  | 0 |  | 0 | 0 | 0 | 0 | 0 | 0
2703 | 0.45875 | -6.9264e-21 | 0 |  | 0 |  | 0 | 0 | 0 | 0 | 0 | 0
2704 | 0.45858 | -5.5739e-21 | 0 |  | 0 |  | 0 | 0 | 0 | 0 | 0 | 0
2705 | 0.45841 | 2.9315e-42 | 0 |  | 0 |  | 0 | 0 | 0 | 0 | 0 | 0
2706 | 0.45824 | 1.0099e-20 | 0 |  | 0 |  | 0 | 0 | 0 | 0 | 0 | 0
2707 | 0.45807 | 2.0501e-20 | 0 |  | 0 |  | 0 | 0 | 0 | 0 | 0 | 0
2708 | 0.4579 | 2.5853e-20 | 0 |  | 0 |  | 0 | 0 | 0 | 0 | 0 | 0
2709 | 0.45773 | 2.0804e-20 | 0 |  | 0 |  | 0 | 0 | 0 | 0 | 0 | 0
2710 | 0.45756 | 1.125e-35 | 0 |  | 0 |  | 0 | 0 | 0 | 0 | 0 | 0
2711 | 0.4574 | -3.7689e-20 | 0 |  | 0 |  | 0 | 0 | 0 | 0 | 0 | 0
2712 | 0.45723 | -7.651e-20 | 0 |  | 0 |  | 0 | 0 | 0 | 0 | 0 | 0
2713 | 0.45706 | -9.6486e-20 | 0 |  | 0 |  | 0 | 0 | 0 | 0 | 0 | 0
2714 | 0.45689 | -7.7641e-20 | 0 |  | 0 |  | 0 | 0 | 0 | 0 | 0 | 0
2715 | 0.45672 | 3.8557e-26 | 0 |  | 0 |  | 0 | 0 | 0 | 0 | 0 | 0
2716 | 0.45655 | 1.4066e-19 | 0 |  | 0 |  | 0 | 0 | 0 | 0 | 0 | 0
2717 | 0.45639 | 2.8554e-19 | 0 |  | 0 |  | 0 | 0 | 0 | 0 | 0 | 0
2718 | 0.45622 | 3.6009e-19 | 0 |  | 0 |  | 0 | 0 | 0 | 0 | 0 | 0
2719 | 0.45605 | 2.8976e-19 | 0 |  | 0 |  | 0 | 0 | 0 | 0 | 0 | 0
2720 | 0.45588 | 5.6052e-45 | 0 |  | 0 |  | 0 | 0 | 0 | 0 | 0 | 0
2721 | 0.45571 | -5.2494e-19 | 0 |  | 0 |  | 0 | 0 | 0 | 0 | 0 | 0
2722 | 0.45555 | -1.0656e-18 | 0 |  | 0 |  | 0 | 0 | 0 | 0 | 0 | 0
2723 | 0.45538 | -1.3437e-18 | 0 |  | 0 |  | 0 | 0 | 0 | 0 | 0 | 0
2724 | 0.45521 | -1.081e-18 | 0 |  | 0 |  | 0 | 0 | 0 | 0 | 0 | 0
2725 | 0.45505 | 7.2935e-22 | 0 |  | 0 |  | 0 | 0 | 0 | 0 | 0 | 0
2726 | 0.45488 | 1.9652e-18 | 0 |  | 0 |  | 0 | 0 | 0 | 0 | 0 | 0
2727 | 0.45471 | 4.0176e-18 | 0 |  | 0 |  | 0 | 0 | 0 | 0 | 0 | 0
2728 | 0.45455 | 5.1483e-18 | 0 |  | 0 |  | 0 | 0 | 0 | 0 | 0 | 0
2729 | 0.45438 | 4.3481e-18 | 0 |  | 0 |  | 0 | 0 | 0 | 0 | 0 | 0
2730 | 0.45421 | 6.0734e-19 | 0 |  | 0 |  | 0 | 0 | 0 | 0 | 0 | 0
2731 | 0.45405 | -6.303e-18 | 0 |  | 0 |  | 0 | 0 | 0 | 0 | 0 | 0
2732 | 0.45388 | -1.3491e-17 | 0 |  | 0 |  | 0 | 0 | 0 | 0 | 0 | 0
2733 | 0.45371 | -1.7284e-17 | 0 |  | 0 |  | 0 | 0 | 0 | 0 | 0 | 0
2734 | 0.45355 | -1.4009e-17 | 0 |  | 0 |  | 0 | 0 | 0 | 0 | 0 | 0
2735 | 0.45338 | 5.4888e-21 | 0 |  | 0 |  | 0 | 0 | 0 | 0 | 0 | 0
2736 | 0.45322 | 2.5555e-17 | 0 |  | 0 |  | 0 | 0 | 0 | 0 | 0 | 0
2737 | 0.45305 | 5.1923e-17 | 0 |  | 0 |  | 0 | 0 | 0 | 0 | 0 | 0
2738 | 0.45289 | 6.5515e-17 | 0 |  | 0 |  | 0 | 0 | 0 | 0 | 0 | 0
2739 | 0.45272 | 5.2739e-17 | 0 |  | 0 |  | 0 | 0 | 0 | 0 | 0 | 0
2740 | 0.45255 | 2.3314e-27 | 0 |  | 0 |  | 0 | 0 | 0 | 0 | 0 | 0
2741 | 0.45239 | -9.5584e-17 | 0 |  | 0 |  | 0 | 0 | 0 | 0 | 0 | 0
2742 | 0.45222 | -1.9405e-16 | 0 |  | 0 |  | 0 | 0 | 0 | 0 | 0 | 0
2743 | 0.45206 | -2.4472e-16 | 0 |  | 0 |  | 0 | 0 | 0 | 0 | 0 | 0
2744 | 0.4519 | -1.9693e-16 | 0 |  | 0 |  | 0 | 0 | 0 | 0 | 0 | 0
2745 | 0.45173 | 1.3146e-23 | 0 |  | 0 |  | 0 | 0 | 0 | 0 | 0 | 0
2746 | 0.45157 | 3.5678e-16 | 0 |  | 0 |  | 0 | 0 | 0 | 0 | 0 | 0
2747 | 0.4514 | 7.2428e-16 | 0 |  | 0 |  | 0 | 0 | 0 | 0 | 0 | 0
2748 | 0.45124 | 9.1338e-16 | 0 |  | 0 |  | 0 | 0 | 0 | 0 | 0 | 0
2749 | 0.45107 | 7.3499e-16 | 0 |  | 0 |  | 0 | 0 | 0 | 0 | 0 | 0
2750 | 0.45091 | 1.6648e-28 | 0 |  | 0 |  | 0 | 0 | 0 | 0 | 0 | 0
2751 | 0.45075 | -1.3316e-15 | 0 |  | 0 |  | 0 | 0 | 0 | 0 | 0 | 0
2752 | 0.45058 | -2.7031e-15 | 0 |  | 0 |  | 0 | 0 | 0 | 0 | 0 | 0
2753 | 0.45042 | -3.4088e-15 | 0 |  | 0 |  | 0 | 0 | 0 | 0 | 0 | 0
2754 | 0.45025 | -2.743e-15 | 0 |  | 0 |  | 0 | 0 | 0 | 0 | 0 | 0
2755 | 0.45009 | 6.7262e-44 | 0 |  | 0 |  | 0 | 0 | 0 | 0 | 0 | 0
2756 | 0.44993 | 4.9694e-15 | 0 |  | 0 |  | 0 | 0 | 0 | 0 | 0 | 0
2757 | 0.44976 | 1.0088e-14 | 0 |  | 0 |  | 0 | 0 | 0 | 0 | 0 | 0
2758 | 0.4496 | 1.2722e-14 | 0 |  | 0 |  | 0 | 0 | 0 | 0 | 0 | 0
2759 | 0.44944 | 1.0237e-14 | 0 |  | 0 |  | 0 | 0 | 0 | 0 | 0 | 0
2760 | 0.44928 | 0 | 0 |  | 0 |  | 0 | 0 | 0 | 0 | 0 | 0
2761 | 0.44911 | -1.8546e-14 | 0 |  | 0 |  | 0 | 0 | 0 | 0 | 0 | 0
2762 | 0.44895 | -3.7649e-14 | 0 |  | 0 |  | 0 | 0 | 0 | 0 | 0 | 0
2763 | 0.44879 | -4.7479e-14 | 0 |  | 0 |  | 0 | 0 | 0 | 0 | 0 | 0
2764 | 0.44863 | -3.8206e-14 | 0 |  | 0 |  | 0 | 0 | 0 | 0 | 0 | 0
2765 | 0.44846 | 2.6777e-27 | 0 |  | 0 |  | 0 | 0 | 0 | 0 | 0 | 0
2766 | 0.4483 | 6.9215e-14 | 0 |  | 0 |  | 0 | 0 | 0 | 0 | 0 | 0
2767 | 0.44814 | 1.4051e-13 | 0 |  | 0 |  | 0 | 0 | 0 | 0 | 0 | 0
2768 | 0.44798 | 1.7719e-13 | 0 |  | 0 |  | 0 | 0 | 0 | 0 | 0 | 0
2769 | 0.44782 | 1.4258e-13 | 0 |  | 0 |  | 0 | 0 | 0 | 0 | 0 | 0
2770 | 0.44765 | 8.3791e-24 | 0 |  | 0 |  | 0 | 0 | 0 | 0 | 0 | 0
2771 | 0.44749 | -2.5831e-13 | 0 |  | 0 |  | 0 | 0 | 0 | 0 | 0 | 0
2772 | 0.44733 | -5.2438e-13 | 0 |  | 0 |  | 0 | 0 | 0 | 0 | 0 | 0
2773 | 0.44717 | -6.6129e-13 | 0 |  | 0 |  | 0 | 0 | 0 | 0 | 0 | 0
2774 | 0.44701 | -5.3214e-13 | 0 |  | 0 |  | 0 | 0 | 0 | 0 | 0 | 0
2775 | 0.44685 | 3.999e-38 | 0 |  | 0 |  | 0 | 0 | 0 | 0 | 0 | 0
2776 | 0.44669 | 9.6405e-13 | 0 |  | 0 |  | 0 | 0 | 0 | 0 | 0 | 0
2777 | 0.44653 | 1.957e-12 | 0 |  | 0 |  | 0 | 0 | 0 | 0 | 0 | 0
2778 | 0.44636 | 2.468e-12 | 0 |  | 0 |  | 0 | 0 | 0 | 0 | 0 | 0
2779 | 0.4462 | 1.986e-12 | 0 |  | 0 |  | 0 | 0 | 0 | 0 | 0 | 0
2780 | 0.44604 | 4.8067e-34 | 0 |  | 0 |  | 0 | 0 | 0 | 0 | 0 | 0
2781 | 0.44588 | -3.5979e-12 | 0 |  | 0 |  | 0 | 0 | 0 | 0 | 0 | 0
2782 | 0.44572 | -7.3037e-12 | 0 |  | 0 |  | 0 | 0 | 0 | 0 | 0 | 0
2783 | 0.44556 | -9.2106e-12 | 0 |  | 0 |  | 0 | 0 | 0 | 0 | 0 | 0
2784 | 0.4454 | -7.4117e-12 | 0 |  | 0 |  | 0 | 0 | 0 | 0 | 0 | 0
2785 | 0.44524 | 3.8866e-27 | 0 |  | 0 |  | 0 | 0 | 0 | 0 | 0 | 0
2786 | 0.44508 | 1.3427e-11 | 0 |  | 0 |  | 0 | 0 | 0 | 0 | 0 | 0
2787 | 0.44492 | 2.7258e-11 | 0 |  | 0 |  | 0 | 0 | 0 | 0 | 0 | 0
2788 | 0.44476 | 3.4374e-11 | 0 |  | 0 |  | 0 | 0 | 0 | 0 | 0 | 0
2789 | 0.4446 | 2.7661e-11 | 0 |  | 0 |  | 0 | 0 | 0 | 0 | 0 | 0
2790 | 0.44444 | 1.217e-16 | 0 |  | 0 |  | 0 | 0 | 0 | 0 | 0 | 0
2791 | 0.44429 | -5.0112e-11 | 0 |  | 0 |  | 0 | 0 | 0 | 0 | 0 | 0
2792 | 0.44413 | -1.0173e-10 | 0 |  | 0 |  | 0 | 0 | 0 | 0 | 0 | 0
2793 | 0.44397 | -1.2829e-10 | 0 |  | 0 |  | 0 | 0 | 0 | 0 | 0 | 0
2794 | 0.44381 | -1.0323e-10 | 0 |  | 0 |  | 0 | 0 | 0 | 0 | 0 | 0
2795 | 0.44365 | 3.6205e-16 | 0 |  | 0 |  | 0 | 0 | 0 | 0 | 0 | 0
2796 | 0.44349 | 1.8703e-10 | 0 |  | 0 |  | 0 | 0 | 0 | 0 | 0 | 0
2797 | 0.44333 | 3.7976e-10 | 0 |  | 0 |  | 0 | 0 | 0 | 0 | 0 | 0
2798 | 0.44317 | 4.7913e-10 | 0 |  | 0 |  | 0 | 0 | 0 | 0 | 0 | 0
2799 | 0.44302 | 3.8611e-10 | 0 |  | 0 |  | 0 | 0 | 0 | 0 | 0 | 0
2800 | 0.44286 | 1.6484e-12 | 0 |  | 0 |  | 0 | 0 | 0 | 0 | 0 | 0
2801 | 0.4427 | -6.9522e-10 | 0 |  | 0 |  | 0 | 0 | 0 | 0 | 0 | 0
2802 | 0.44254 | -1.4132e-09 | 0 |  | 0 |  | 0 | 0 | 0 | 0 | 0 | 0
2803 | 0.44238 | -1.7829e-09 | 0 |  | 0 |  | 0 | 0 | 0 | 0 | 0 | 0
2804 | 0.44223 | -1.4349e-09 | 0 |  | 0 |  | 0 | 0 | 0 | 0 | 0 | 0
2805 | 0.44207 | 6.7478e-14 | 0 |  | 0 |  | 0 | 0 | 0 | 0 | 0 | 0
2806 | 0.44191 | 2.6034e-09 | 0 |  | 0 |  | 0 | 0 | 0 | 0 | 0 | 0
2807 | 0.44175 | 5.3043e-09 | 0 |  | 0 |  | 0 | 0 | 0 | 0 | 0 | 0
2808 | 0.4416 | 6.7437e-09 | 0 |  | 0 |  | 0 | 0 | 0 | 0 | 0 | 0
2809 | 0.44144 | 5.5627e-09 | 0 |  | 0 |  | 0 | 0 | 0 | 0 | 0 | 0
2810 | 0.44128 | 4.0233e-10 | 0 |  | 0 |  | 0 | 0 | 0 | 0 | 0 | 0
2811 | 0.44112 | -9.0328e-09 | 0 |  | 0 |  | 0 | 0 | 0 | 0 | 0 | 0
2812 | 0.44097 | -1.8784e-08 | 0 |  | 0 |  | 0 | 0 | 0 | 0 | 0 | 0
2813 | 0.44081 | -2.3829e-08 | 0 |  | 0 |  | 0 | 0 | 0 | 0 | 0 | 0
2814 | 0.44065 | -1.9146e-08 | 0 |  | 0 |  | 0 | 0 | 0 | 0 | 0 | 0
2815 | 0.4405 | 2.8685e-10 | 0 |  | 0 |  | 0 | 0 | 0 | 0 | 0 | 0
2816 | 0.44034 | 3.5537e-08 | 0 |  | 0 |  | 0 | 0 | 0 | 0 | 0 | 0
2817 | 0.44018 | 7.1847e-08 | 0 |  | 0 |  | 0 | 0 | 0 | 0 | 0 | 0
2818 | 0.44003 | 9.0506e-08 | 0 |  | 0 |  | 0 | 0 | 0 | 0 | 0 | 0
2819 | 0.43987 | 7.2801e-08 | 0 |  | 0 |  | 0 | 0 | 0 | 0 | 0 | 0
2820 | 0.43972 | 2.0548e-11 | 0 |  | 0 |  | 0 | 0 | 0 | 0 | 0 | 0
2821 | 0.43956 | -1.3038e-07 | 0 |  | 0 |  | 0 | 0 | 0 | 0 | 0 | 0
2822 | 0.4394 | -2.5627e-07 | 0 |  | 0 |  | 0 | 0 | 0 | 0 | 0 | 0
2823 | 0.43925 | -2.9936e-07 | 0 |  | 0 |  | 0 | 0 | 0 | 0 | 0 | 0
2824 | 0.43909 | -1.8135e-07 | 0 |  | 0 |  | 0 | 0 | 0 | 0 | 0 | 0
2825 | 0.43894 | 1.7605e-07 | 0 |  | 0 |  | 0 | 0 | 0 | 0 | 0 | 0
2826 | 0.43878 | 8.1599e-07 | 0 |  | 0 |  | 0 | 0 | 0 | 0 | 0 | 0
2827 | 0.43863 | 1.641e-06 | 0 |  | 0 |  | 0 | 0 | 0 | 0 | 0 | 0
2828 | 0.43847 | 2.5186e-06 | 0 |  | 0 |  | 0 | 0 | 0 | 0 | 0 | 0
2829 | 0.43832 | 3.316e-06 | 0 |  | 0 |  | 0 | 0 | 0 | 0 | 0 | 0
2830 | 0.43816 | 3.9008e-06 | 0 |  | 0 |  | 0 | 0 | 0 | 0 | 0 | 0
2831 | 0.43801 | 4.1483e-06 | 0 |  | 0 |  | 0 | 0 | 0 | 0 | 0 | 0
2832 | 0.43785 | 3.9663e-06 | 0 |  | 0 |  | 0 | 0 | 0 | 0 | 0 | 0
2833 | 0.4377 | 3.2705e-06 | 0 |  | 0 |  | 0 | 0 | 0 | 0 | 0 | 0
2834 | 0.43754 | 1.9766e-06 | 0 |  | 0 |  | 0 | 0 | 0 | 0 | 0 | 0
2835 | 0.43739 | 2.1276e-10 | 0 |  | 0 |  | 0 | 0 | 0 | 0 | 0 | 0
2836 | 0.43724 | -2.5567e-06 | 0 |  | 0 |  | 0 | 0 | 0 | 0 | 0 | 0
2837 | 0.43708 | -4.8479e-06 | 0 |  | 0 |  | 0 | 0 | 0 | 0 | 0 | 0
2838 | 0.43693 | -5.8411e-06 | 0 |  | 0 |  | 0 | 0 | 0 | 0 | 0 | 0
2839 | 0.43677 | -4.5039e-06 | 0 |  | 0 |  | 0 | 0 | 0 | 0 | 0 | 0
2840 | 0.43662 | 1.9609e-07 | 0 |  | 0 |  | 0 | 0 | 0 | 0 | 0 | 0
2841 | 0.43647 | 8.7336e-06 | 0 |  | 0 |  | 0 | 0 | 0 | 0 | 0 | 0
2842 | 0.43631 | 1.9353e-05 | 0 |  | 0 |  | 0 | 0 | 0 | 0 | 0 | 0
2843 | 0.43616 | 2.9742e-05 | 0 |  | 0 |  | 0 | 0 | 0 | 0 | 0 | 0
2844 | 0.43601 | 3.7587e-05 | 0 |  | 0 |  | 0 | 0 | 0 | 0 | 0 | 0
2845 | 0.43585 | 4.0575e-05 | 0 |  | 0 |  | 0 | 0 | 0 | 0 | 0 | 0
2846 | 0.4357 | 3.7189e-05 | 0 |  | 0 |  | 0 | 0 | 0 | 0 | 0 | 0
2847 | 0.43555 | 2.9093e-05 | 0 |  | 0 |  | 0 | 0 | 0 | 0 | 0 | 0
2848 | 0.43539 | 1.8749e-05 | 0 |  | 0 |  | 0 | 0 | 0 | 0 | 0 | 0
2849 | 0.43524 | 8.6166e-06 | 0 |  | 0 |  | 0 | 0 | 0 | 0 | 0 | 0
2850 | 0.43509 | 1.1566e-06 | 0 |  | 0 |  | 0 | 0 | 0 | 0 | 0 | 0
2851 | 0.43494 | -1.8874e-06 | 0 |  | 0 |  | 0 | 0 | 0 | 0 | 0 | 0
2852 | 0.43478 | -1.6393e-06 | 0 |  | 0 |  | 0 | 0 | 0 | 0 | 0 | 0
2853 | 0.43463 | 6.0005e-08 | 0 |  | 0 |  | 0 | 0 | 0 | 0 | 0 | 0
2854 | 0.43448 | 1.3696e-06 | 0 |  | 0 |  | 0 | 0 | 0 | 0 | 0 | 0
2855 | 0.43433 | 4.4867e-07 | 0 |  | 0 |  | 0 | 0 | 0 | 0 | 0 | 0
2856 | 0.43417 | -3.5245e-06 | 0 |  | 0 |  | 0 | 0 | 0 | 0 | 0 | 0
2857 | 0.43402 | -7.2947e-06 | 0 |  | 0 |  | 0 | 0 | 0 | 0 | 0 | 0
2858 | 0.43387 | -6.5876e-06 | 0 |  | 0 |  | 0 | 0 | 0 | 0 | 0 | 0
2859 | 0.43372 | 2.8712e-06 | 0 |  | 0 |  | 0 | 0 | 0 | 0 | 0 | 0
2860 | 0.43357 | 2.5356e-05 | 0 |  | 0 |  | 0 | 0 | 0 | 0 | 0 | 0
2861 | 0.43341 | 6.262e-05 | 0 |  | 0 |  | 0 | 0 | 0 | 0 | 0 | 0
2862 | 0.43326 | 0.00010633 | 0 |  | 0 |  | 0 | 0 | 0 | 0 | 0 | 0
2863 | 0.43311 | 0.00014564 | 0 |  | 0 |  | 0 | 0 | 0 | 0 | 0 | 0
2864 | 0.43296 | 0.00016969 | 0 |  | 0 |  | 0 | 0 | 0 | 0 | 0 | 0
2865 | 0.43281 | 0.00016763 | 0 |  | 0 |  | 0 | 0 | 0 | 0 | 0 | 0
2866 | 0.43266 | 0.00013357 | 0 |  | 0 |  | 0 | 0 | 0 | 0 | 0 | 0
2867 | 0.43251 | 8.1481e-05 | 0 |  | 0 |  | 0 | 0 | 0 | 0 | 0 | 0
2868 | 0.43236 | 3.0288e-05 | 0 |  | 0 |  | 0 | 0 | 0 | 0 | 0 | 0
2869 | 0.43221 | -1.0783e-06 | 0 |  | 0 |  | 0 | 0 | 0 | 0 | 0 | 0
2870 | 0.43206 | 6.3129e-06 | 0 |  | 0 |  | 0 | 0 | 0 | 0 | 0 | 0
2871 | 0.43191 | 6.4227e-05 | 0 |  | 0 |  | 0 | 0 | 0 | 0 | 0 | 0
2872 | 0.43175 | 0.00015578 | 0 |  | 0 |  | 0 | 0 | 0 | 0 | 0 | 0
2873 | 0.4316 | 0.00025691 | 0 |  | 0 |  | 0 | 0 | 0 | 0 | 0 | 0
2874 | 0.43145 | 0.00034356 | 0 |  | 0 |  | 0 | 0 | 0 | 0 | 0 | 0
2875 | 0.4313 | 0.0003917 | 0 |  | 0 |  | 0 | 0 | 0 | 0 | 0 | 0
2876 | 0.43115 | 0.00038553 | 0 |  | 0 |  | 0 | 0 | 0 | 0 | 0 | 0
2877 | 0.431 | 0.0003424 | 0 |  | 0 |  | 0 | 0 | 0 | 0 | 0 | 0
2878 | 0.43085 | 0.0002879 | 0 |  | 0 |  | 0 | 0 | 0 | 0 | 0 | 0
2879 | 0.43071 | 0.00024764 | 0 |  | 0 |  | 0 | 0 | 0 | 0 | 0 | 0
2880 | 0.43056 | 0.00024724 | 0 |  | 0 |  | 0 | 0 | 0 | 0 | 0 | 0
2881 | 0.43041 | 0.00030201 | 0 |  | 0 |  | 0 | 0 | 0 | 0 | 0 | 0
2882 | 0.43026 | 0.00038611 | 0 |  | 0 |  | 0 | 0 | 0 | 0 | 0 | 0
2883 | 0.43011 | 0.00046344 | 0 |  | 0 |  | 0 | 0 | 0 | 0 | 0 | 0
2884 | 0.42996 | 0.00049789 | 0 |  | 0 |  | 0 | 0 | 0 | 0 | 0 | 0
2885 | 0.42981 | 0.00045332 | 0 |  | 0 |  | 0 | 0 | 0 | 0 | 0 | 0
2886 | 0.42966 | 0.00031287 | 0 |  | 0 |  | 0 | 0 | 0 | 0 | 0 | 0
2887 | 0.42951 | 0.00013662 | 0 |  | 0 |  | 0 | 0 | 0 | 0 | 0 | 0
2888 | 0.42936 | 3.8767e-06 | 0 |  | 0 |  | 0 | 0 | 0 | 0 | 0 | 0
2889 | 0.42921 | -6.0249e-06 | 0 |  | 0 |  | 0 | 0 | 0 | 0 | 0 | 0
2890 | 0.42907 | 0.00018623 | 0 |  | 0 |  | 0 | 0 | 0 | 0 | 0 | 0
2891 | 0.42892 | 0.00062563 | 0 |  | 0 |  | 0 | 0 | 0 | 0 | 0 | 0
2892 | 0.42877 | 0.00122 | 0 |  | 0 |  | 0 | 0 | 0 | 0 | 0 | 0
2893 | 0.42862 | 0.00184 | 0 |  | 0 |  | 0 | 0 | 0 | 0 | 0 | 0
2894 | 0.42847 | 0.00237 | 0 |  | 0 |  | 0 | 0 | 0 | 0 | 0 | 0
2895 | 0.42832 | 0.00266 | 0 |  | 0 |  | 0 | 0 | 0 | 0 | 0 | 0
2896 | 0.42818 | 0.00265 | 0 |  | 0 |  | 0 | 0 | 0 | 0 | 0 | 0
2897 | 0.42803 | 0.00236 | 0 |  | 0 |  | 0 | 0 | 0 | 0 | 0 | 0
2898 | 0.42788 | 0.00191 | 0 |  | 0 |  | 0 | 0 | 0 | 0 | 0 | 0
2899 | 0.42773 | 0.00136 | 0 |  | 0 |  | 0 | 0 | 0 | 0 | 0 | 0
2900 | 0.42759 | 0.00081152 | 0 |  | 0 |  | 0 | 0 | 0 | 0 | 0 | 0
2901 | 0.42744 | 0.00034242 | 0 |  | 0 |  | 0 | 0 | 0 | 0 | 0 | 0
2902 | 0.42729 | -9.859e-07 | 0 |  | 0 |  | 0 | 0 | 0 | 0 | 0 | 0
2903 | 0.42714 | -0.0001799 | 0 |  | 0 |  | 0 | 0 | 0 | 0 | 0 | 0
2904 | 0.427 | -0.00015551 | 0 |  | 0 |  | 0 | 0 | 0 | 0 | 0 | 0
2905 | 0.42685 | 0.00011096 | 0 |  | 0 |  | 0 | 0 | 0 | 0 | 0 | 0
2906 | 0.4267 | 0.00062864 | 0 |  | 0 |  | 0 | 0 | 0 | 0 | 0 | 0
2907 | 0.42656 | 0.00129 | 0 |  | 0 |  | 0 | 0 | 0 | 0 | 0 | 0
2908 | 0.42641 | 0.00195 | 0 |  | 0 |  | 0 | 0 | 0 | 0 | 0 | 0
2909 | 0.42626 | 0.00247 | 0 |  | 0 |  | 0 | 0 | 0 | 0 | 0 | 0
2910 | 0.42612 | 0.00272 | 0 |  | 0 |  | 0 | 0 | 0 | 0 | 0 | 0
2911 | 0.42597 | 0.0026 | 0 |  | 0 |  | 0 | 0 | 0 | 0 | 0 | 0
2912 | 0.42582 | 0.00224 | 0 |  | 0 |  | 0 | 0 | 0 | 0 | 0 | 0
2913 | 0.42568 | 0.00178 | 0 |  | 0 |  | 0 | 0 | 0 | 0 | 0 | 0
2914 | 0.42553 | 0.0014 | 0 |  | 0 |  | 0 | 0 | 0 | 0 | 0 | 0
2915 | 0.42539 | 0.00126 | 0 |  | 0 |  | 0 | 0 | 0 | 0 | 0 | 0
2916 | 0.42524 | 0.00147 | 0 |  | 0 |  | 0 | 0 | 0 | 0 | 0 | 0
2917 | 0.42509 | 0.0019 | 0 |  | 0 |  | 0 | 0 | 0 | 0 | 0 | 0
2918 | 0.42495 | 0.0024 | 0 |  | 0 |  | 0 | 0 | 0 | 0 | 0 | 0
2919 | 0.4248 | 0.00279 | 0 |  | 0 |  | 0 | 0 | 0 | 0 | 0 | 0
2920 | 0.42466 | 0.00289 | 0 |  | 0 |  | 0 | 0 | 0 | 0 | 0 | 0
2921 | 0.42451 | 0.00261 | 0 |  | 0 |  | 0 | 0 | 0 | 0 | 0 | 0
2922 | 0.42437 | 0.00207 | 0 |  | 0 |  | 0 | 0 | 0 | 0 | 0 | 0
2923 | 0.42422 | 0.0015 | 0 |  | 0 |  | 0 | 0 | 0 | 0 | 0 | 0
2924 | 0.42408 | 0.0011 | 0 |  | 0 |  | 0 | 0 | 0 | 0 | 0 | 0
2925 | 0.42393 | 0.00108 | 0 |  | 0 |  | 0 | 0 | 0 | 0 | 0 | 0
2926 | 0.42379 | 0.00159 | 0 |  | 0 |  | 0 | 0 | 0 | 0 | 0 | 0
2927 | 0.42364 | 0.00251 | 0 |  | 0 |  | 0 | 0 | 0 | 0 | 0 | 0
2928 | 0.4235 | 0.00365 | 0 |  | 0 |  | 0 | 0 | 0 | 0 | 0 | 0
2929 | 0.42335 | 0.00484 | 0 |  | 0 |  | 0 | 0 | 0 | 0 | 0 | 0
2930 | 0.42321 | 0.00589 | 0 |  | 0 |  | 0 | 0 | 0 | 0 | 0 | 0
2931 | 0.42306 | 0.00665 | 0 |  | 0 |  | 0 | 0 | 0 | 0 | 0 | 0
2932 | 0.42292 | 0.00709 | 0 |  | 0 |  | 0 | 0 | 0 | 0 | 0 | 0
2933 | 0.42278 | 0.00721 | 0 |  | 0 |  | 0 | 0 | 0 | 0 | 0 | 0
2934 | 0.42263 | 0.00701 | 0 |  | 0 |  | 0 | 0 | 0 | 0 | 0 | 0
2935 | 0.42249 | 0.00649 | 0 |  | 0 |  | 0 | 0 | 0 | 0 | 0 | 0
2936 | 0.42234 | 0.00567 | 0 |  | 0 |  | 0 | 0 | 0 | 0 | 0 | 0
2937 | 0.4222 | 0.00466 | 0 |  | 0 |  | 0 | 0 | 0 | 0 | 0 | 0
2938 | 0.42206 | 0.00357 | 0 |  | 0 |  | 0 | 0 | 0 | 0 | 0 | 0
2939 | 0.42191 | 0.00252 | 0 |  | 0 |  | 0 | 0 | 0 | 0 | 0 | 0
2940 | 0.42177 | 0.00163 | 0 |  | 0 |  | 0 | 0 | 0 | 0 | 0 | 0
2941 | 0.42163 | 0.001 | 0 |  | 0 |  | 0 | 0 | 0 | 0 | 0 | 0
2942 | 0.42148 | 0.00066595 | 0 |  | 0 |  | 0 | 0 | 0 | 0 | 0 | 0
2943 | 0.42134 | 0.00062423 | 0 |  | 0 |  | 0 | 0 | 0 | 0 | 0 | 0
2944 | 0.4212 | 0.0008832 | 0 |  | 0 |  | 0 | 0 | 0 | 0 | 0 | 0
2945 | 0.42105 | 0.00145 | 0 |  | 0 |  | 0 | 0 | 0 | 0 | 0 | 0
2946 | 0.42091 | 0.0023 | 0 |  | 0 |  | 0 | 0 | 0 | 0 | 0 | 0
2947 | 0.42077 | 0.00328 | 0 |  | 0 |  | 0 | 0 | 0 | 0 | 0 | 0
2948 | 0.42062 | 0.00421 | 0 |  | 0 |  | 0 | 0 | 0 | 0 | 0 | 0
2949 | 0.42048 | 0.00492 | 0 |  | 0 |  | 0 | 0 | 0 | 0 | 0 | 0
2950 | 0.42034 | 0.00523 | 0 |  | 0 |  | 0 | 0 | 0 | 0 | 0 | 0
2951 | 0.4202 | 0.00501 | 0 |  | 0 |  | 0 | 0 | 0 | 0 | 0 | 0
2952 | 0.42005 | 0.00441 | 0 |  | 0 |  | 0 | 0 | 0 | 0 | 0 | 0
2953 | 0.41991 | 0.00363 | 0 |  | 0 |  | 0 | 0 | 0 | 0 | 0 | 0
2954 | 0.41977 | 0.00287 | 0 |  | 0 |  | 0 | 0 | 0 | 0 | 0 | 0
2955 | 0.41963 | 0.00234 | 0 |  | 0 |  | 0 | 0 | 0 | 0 | 0 | 0
2956 | 0.41949 | 0.00218 | 0 |  | 0 |  | 0 | 0 | 0 | 0 | 0 | 0
2957 | 0.41934 | 0.00238 | 0 |  | 0 |  | 0 | 0 | 0 | 0 | 0 | 0
2958 | 0.4192 | 0.00289 | 0 |  | 0 |  | 0 | 0 | 0 | 0 | 0 | 0
2959 | 0.41906 | 0.00365 | 0 |  | 0 |  | 0 | 0 | 0 | 0 | 0 | 0
2960 | 0.41892 | 0.0046 | 0 |  | 0 |  | 0 | 0 | 0 | 0 | 0 | 0
2961 | 0.41878 | 0.00566 | 0 |  | 0 |  | 0 | 0 | 0 | 0 | 0 | 0
2962 | 0.41864 | 0.00666 | 0 |  | 0 |  | 0 | 0 | 0 | 0 | 0 | 0
2963 | 0.41849 | 0.00741 | 0 |  | 0 |  | 0 | 0 | 0 | 0 | 0 | 0
2964 | 0.41835 | 0.00774 | 0 |  | 0 |  | 0 | 0 | 0 | 0 | 0 | 0
2965 | 0.41821 | 0.00744 | 0 |  | 0 |  | 0 | 0 | 0 | 0 | 0 | 0
2966 | 0.41807 | 0.00641 | 0 |  | 0 |  | 0 | 0 | 0 | 0 | 0 | 0
2967 | 0.41793 | 0.00488 | 0 |  | 0 |  | 0 | 0 | 0 | 0 | 0 | 0
2968 | 0.41779 | 0.00316 | 0 |  | 0 |  | 0 | 0 | 0 | 0 | 0 | 0
2969 | 0.41765 | 0.00154 | 0 |  | 0 |  | 0 | 0 | 0 | 0 | 0 | 0
2970 | 0.41751 | 0.00035233 | 0 |  | 0 |  | 0 | 0 | 0 | 0 | 0 | 0
2971 | 0.41737 | -0.00019687 | 0 |  | 0 |  | 0 | 0 | 0 | 0 | 0 | 0
2972 | 0.41723 | -0.00021977 | 0 |  | 0 |  | 0 | 0 | 0 | 0 | 0 | 0
2973 | 0.41709 | 8.2132e-05 | 0 |  | 0 |  | 0 | 0 | 0 | 0 | 0 | 0
2974 | 0.41695 | 0.00050732 | 0 |  | 0 |  | 0 | 0 | 0 | 0 | 0 | 0
2975 | 0.41681 | 0.00085429 | 0 |  | 0 |  | 0 | 0 | 0 | 0 | 0 | 0
2976 | 0.41667 | 0.00097734 | 0 |  | 0 |  | 0 | 0 | 0 | 0 | 0 | 0
2977 | 0.41653 | 0.00095395 | 0 |  | 0 |  | 0 | 0 | 0 | 0 | 0 | 0
2978 | 0.41639 | 0.00091742 | 0 |  | 0 |  | 0 | 0 | 0 | 0 | 0 | 0
2979 | 0.41625 | 0.001 | 0 |  | 0 |  | 0 | 0 | 0 | 0 | 0 | 0
2980 | 0.41611 | 0.00134 | 0 |  | 0 |  | 0 | 0 | 0 | 0 | 0 | 0
2981 | 0.41597 | 0.00203 | 0 |  | 0 |  | 0 | 0 | 0 | 0 | 0 | 0
2982 | 0.41583 | 0.00302 | 0 |  | 0 |  | 0 | 0 | 0 | 0 | 0 | 0
2983 | 0.41569 | 0.00422 | 0 |  | 0 |  | 0 | 0 | 0 | 0 | 0 | 0
2984 | 0.41555 | 0.00557 | 0 |  | 0 |  | 0 | 0 | 0 | 0 | 0 | 0
2985 | 0.41541 | 0.00696 | 0 |  | 0 |  | 0 | 0 | 0 | 0 | 0 | 0
2986 | 0.41527 | 0.00831 | 0 |  | 0 |  | 0 | 0 | 0 | 0 | 0 | 0
2987 | 0.41513 | 0.00947 | 0 |  | 0 |  | 0 | 0 | 0 | 0 | 0 | 0
2988 | 0.41499 | 0.01029 | 0 |  | 0 |  | 0 | 0 | 0 | 0 | 0 | 0
2989 | 0.41485 | 0.01061 | 0 |  | 0 |  | 0 | 0 | 0 | 0 | 0 | 0
2990 | 0.41472 | 0.01028 | 0 |  | 0 |  | 0 | 0 | 0 | 0 | 0 | 0
2991 | 0.41458 | 0.00923 | 0 |  | 0 |  | 0 | 0 | 0 | 0 | 0 | 0
2992 | 0.41444 | 0.00774 | 0 |  | 0 |  | 0 | 0 | 0 | 0 | 0 | 0
2993 | 0.4143 | 0.00617 | 0 |  | 0 |  | 0 | 0 | 0 | 0 | 0 | 0
2994 | 0.41416 | 0.00489 | 0 |  | 0 |  | 0 | 0 | 0 | 0 | 0 | 0
2995 | 0.41402 | 0.00428 | 0 |  | 0 |  | 0 | 0 | 0 | 0 | 0 | 0
2996 | 0.41389 | 0.00455 | 0 |  | 0 |  | 0 | 0 | 0 | 0 | 0 | 0
2997 | 0.41375 | 0.00545 | 0 |  | 0 |  | 0 | 0 | 0 | 0 | 0 | 0
2998 | 0.41361 | 0.00657 | 0 |  | 0 |  | 0 | 0 | 0 | 0 | 0 | 0
2999 | 0.41347 | 0.0075 | 0 |  | 0 |  | 0 | 0 | 0 | 0 | 0 | 0
3000 | 0.41333 | 0.00785 | 0 |  | 0 |  | 0 | 0 | 0 | 0 | 0 | 0
3001 | 0.4132 | 0.00733 | 0 |  | 0 |  | 0 | 0 | 0 | 0 | 0 | 0
3002 | 0.41306 | 0.0062 | 0 |  | 0 |  | 0 | 0 | 0 | 0 | 0 | 0
3003 | 0.41292 | 0.00483 | 0 |  | 0 |  | 0 | 0 | 0 | 0 | 0 | 0
3004 | 0.41278 | 0.0036 | 0 |  | 0 |  | 0 | 0 | 0 | 0 | 0 | 0
3005 | 0.41265 | 0.00289 | 0 |  | 0 |  | 0 | 0 | 0 | 0 | 0 | 0
3006 | 0.41251 | 0.00297 | 0 |  | 0 |  | 0 | 0 | 0 | 0 | 0 | 0
3007 | 0.41237 | 0.00367 | 0 |  | 0 |  | 0 | 0 | 0 | 0 | 0 | 0
3008 | 0.41223 | 0.00473 | 0 |  | 0 |  | 0 | 0 | 0 | 0 | 0 | 0
3009 | 0.4121 | 0.00588 | 0 |  | 0 |  | 0 | 0 | 0 | 0 | 0 | 0
3010 | 0.41196 | 0.00685 | 0 |  | 0 |  | 0 | 0 | 0 | 0 | 0 | 0
3011 | 0.41182 | 0.00741 | 0 |  | 0 |  | 0 | 0 | 0 | 0 | 0 | 0
3012 | 0.41169 | 0.00754 | 0 |  | 0 |  | 0 | 0 | 0 | 0 | 0 | 0
3013 | 0.41155 | 0.00726 | 0 |  | 0 |  | 0 | 0 | 0 | 0 | 0 | 0
3014 | 0.41141 | 0.0066 | 0 |  | 0 |  | 0 | 0 | 0 | 0 | 0 | 0
3015 | 0.41128 | 0.00556 | 0 |  | 0 |  | 0 | 0 | 0 | 0 | 0 | 0
3016 | 0.41114 | 0.00421 | 0 |  | 0 |  | 0 | 0 | 0 | 0 | 0 | 0
3017 | 0.411 | 0.00277 | 0 |  | 0 |  | 0 | 0 | 0 | 0 | 0 | 0
3018 | 0.41087 | 0.00152 | 0 |  | 0 |  | 0 | 0 | 0 | 0 | 0 | 0
3019 | 0.41073 | 0.00071915 | 0 |  | 0 |  | 0 | 0 | 0 | 0 | 0 | 0
3020 | 0.4106 | 0.00063369 | 0 |  | 0 |  | 0 | 0 | 0 | 0 | 0 | 0
3021 | 0.41046 | 0.00143 | 0 |  | 0 |  | 0 | 0 | 0 | 0 | 0 | 0
3022 | 0.41032 | 0.00286 | 0 |  | 0 |  | 0 | 0 | 0 | 0 | 0 | 0
3023 | 0.41019 | 0.00458 | 0 |  | 0 |  | 0 | 0 | 0 | 0 | 0 | 0
3024 | 0.41005 | 0.00624 | 0 |  | 0 |  | 0 | 0 | 0 | 0 | 0 | 0
3025 | 0.40992 | 0.0075 | 0 |  | 0 |  | 0 | 0 | 0 | 0 | 0 | 0
3026 | 0.40978 | 0.0081 | 0 |  | 0 |  | 0 | 0 | 0 | 0 | 0 | 0
3027 | 0.40965 | 0.00809 | 0 |  | 0 |  | 0 | 0 | 0 | 0 | 0 | 0
3028 | 0.40951 | 0.00765 | 0 |  | 0 |  | 0 | 0 | 0 | 0 | 0 | 0
3029 | 0.40938 | 0.00693 | 0 |  | 0 |  | 0 | 0 | 0 | 0 | 0 | 0
3030 | 0.40924 | 0.00608 | 0 |  | 0 |  | 0 | 0 | 0 | 0 | 0 | 0
3031 | 0.40911 | 0.00523 | 0 |  | 0 |  | 0 | 0 | 0 | 0 | 0 | 0
3032 | 0.40897 | 0.00443 | 0 |  | 0 |  | 0 | 0 | 0 | 0 | 0 | 0
3033 | 0.40884 | 0.0037 | 0 |  | 0 |  | 0 | 0 | 0 | 0 | 0 | 0
3034 | 0.4087 | 0.00305 | 0 |  | 0 |  | 0 | 0 | 0 | 0 | 0 | 0
3035 | 0.40857 | 0.0025 | 0 |  | 0 |  | 0 | 0 | 0 | 0 | 0 | 0
3036 | 0.40843 | 0.00207 | 0 |  | 0 |  | 0 | 0 | 0 | 0 | 0 | 0
3037 | 0.4083 | 0.00179 | 0 |  | 0 |  | 0 | 0 | 0 | 0 | 0 | 0
3038 | 0.40816 | 0.00168 | 0 |  | 0 |  | 0 | 0 | 0 | 0 | 0 | 0
3039 | 0.40803 | 0.00175 | 0 |  | 0 |  | 0 | 0 | 0 | 0 | 0 | 0
3040 | 0.40789 | 0.00202 | 0 |  | 0 |  | 0 | 0 | 0 | 0 | 0 | 0
3041 | 0.40776 | 0.00251 | 0 |  | 0 |  | 0 | 0 | 0 | 0 | 0 | 0
3042 | 0.40763 | 0.0031 | 0 |  | 0 |  | 0 | 0 | 0 | 0 | 0 | 0
3043 | 0.40749 | 0.00366 | 0 |  | 0 |  | 0 | 0 | 0 | 0 | 0 | 0
3044 | 0.40736 | 0.00407 | 0 |  | 0 |  | 0 | 0 | 0 | 0 | 0 | 0
3045 | 0.40722 | 0.00421 | 0 |  | 0 |  | 0 | 0 | 0 | 0 | 0 | 0
3046 | 0.40709 | 0.00398 | 0 |  | 0 |  | 0 | 0 | 0 | 0 | 0 | 0
3047 | 0.40696 | 0.00344 | 0 |  | 0 |  | 0 | 0 | 0 | 0 | 0 | 0
3048 | 0.40682 | 0.0027 | 0 |  | 0 |  | 0 | 0 | 0 | 0 | 0 | 0
3049 | 0.40669 | 0.00187 | 0 |  | 0 |  | 0 | 0 | 0 | 0 | 0 | 0
3050 | 0.40656 | 0.00103 | 0 |  | 0 |  | 0 | 0 | 0 | 0 | 0 | 0
3051 | 0.40642 | 0.00030182 | 0 |  | 0 |  | 0 | 0 | 0 | 0 | 0 | 0
3052 | 0.40629 | -0.00023049 | 0 |  | 0 |  | 0 | 0 | 0 | 0 | 0 | 0
3053 | 0.40616 | -0.00047192 | 0 |  | 0 |  | 0 | 0 | 0 | 0 | 0 | 0
3054 | 0.40602 | -0.00032957 | 0 |  | 0 |  | 0 | 0 | 0 | 0 | 0 | 0
3055 | 0.40589 | 0.00028947 | 0 |  | 0 |  | 0 | 0 | 0 | 0 | 0 | 0
3056 | 0.40576 | 0.00142 | 0 |  | 0 |  | 0 | 0 | 0 | 0 | 0 | 0
3057 | 0.40563 | 0.00285 | 0 |  | 0 |  | 0 | 0 | 0 | 0 | 0 | 0
3058 | 0.40549 | 0.00432 | 0 |  | 0 |  | 0 | 0 | 0 | 0 | 0 | 0
3059 | 0.40536 | 0.00556 | 0 |  | 0 |  | 0 | 0 | 0 | 0 | 0 | 0
3060 | 0.40523 | 0.0063 | 0 |  | 0 |  | 0 | 0 | 0 | 0 | 0 | 0
3061 | 0.4051 | 0.00636 | 0 |  | 0 |  | 0 | 0 | 0 | 0 | 0 | 0
3062 | 0.40496 | 0.00585 | 0 |  | 0 |  | 0 | 0 | 0 | 0 | 0 | 0
3063 | 0.40483 | 0.00498 | 0 |  | 0 |  | 0 | 0 | 0 | 0 | 0 | 0
3064 | 0.4047 | 0.00393 | 0 |  | 0 |  | 0 | 0 | 0 | 0 | 0 | 0
3065 | 0.40457 | 0.00291 | 0 |  | 0 |  | 0 | 0 | 0 | 0 | 0 | 0
3066 | 0.40444 | 0.00209 | 0 |  | 0 |  | 0 | 0 | 0 | 0 | 0 | 0
3067 | 0.4043 | 0.00153 | 0 |  | 0 |  | 0 | 0 | 0 | 0 | 0 | 0
3068 | 0.40417 | 0.00126 | 0 |  | 0 |  | 0 | 0 | 0 | 0 | 0 | 0
3069 | 0.40404 | 0.00132 | 0 |  | 0 |  | 0 | 0 | 0 | 0 | 0 | 0
3070 | 0.40391 | 0.00175 | 0 |  | 0 |  | 0 | 0 | 0 | 0 | 0 | 0
3071 | 0.40378 | 0.00254 | 0 |  | 0 |  | 0 | 0 | 0 | 0 | 0 | 0
3072 | 0.40365 | 0.00356 | 0 |  | 0 |  | 0 | 0 | 0 | 0 | 0 | 0
3073 | 0.40351 | 0.0046 | 0 |  | 0 |  | 0 | 0 | 0 | 0 | 0 | 0
3074 | 0.40338 | 0.00548 | 0 |  | 0 |  | 0 | 0 | 0 | 0 | 0 | 0
3075 | 0.40325 | 0.00602 | 0 |  | 0 |  | 0 | 0 | 0 | 0 | 0 | 0
3076 | 0.40312 | 0.00609 | 0 |  | 0 |  | 0 | 0 | 0 | 0 | 0 | 0
3077 | 0.40299 | 0.00575 | 0 |  | 0 |  | 0 | 0 | 0 | 0 | 0 | 0
3078 | 0.40286 | 0.00514 | 0 |  | 0 |  | 0 | 0 | 0 | 0 | 0 | 0
3079 | 0.40273 | 0.00439 | 0 |  | 0 |  | 0 | 0 | 0 | 0 | 0 | 0
3080 | 0.4026 | 0.00362 | 0 |  | 0 |  | 0 | 0 | 0 | 0 | 0 | 0
3081 | 0.40247 | 0.00295 | 0 |  | 0 |  | 0 | 0 | 0 | 0 | 0 | 0
3082 | 0.40234 | 0.00241 | 0 |  | 0 |  | 0 | 0 | 0 | 0 | 0 | 0
3083 | 0.40221 | 0.00202 | 0 |  | 0 |  | 0 | 0 | 0 | 0 | 0 | 0
3084 | 0.40208 | 0.0018 | 0 |  | 0 |  | 0 | 0 | 0 | 0 | 0 | 0
3085 | 0.40194 | 0.00177 | 0 |  | 0 |  | 0 | 0 | 0 | 0 | 0 | 0
3086 | 0.40181 | 0.00191 | 0 |  | 0 |  | 0 | 0 | 0 | 0 | 0 | 0
3087 | 0.40168 | 0.00216 | 0 |  | 0 |  | 0 | 0 | 0 | 0 | 0 | 0
3088 | 0.40155 | 0.00239 | 0 |  | 0 |  | 0 | 0 | 0 | 0 | 0 | 0
3089 | 0.40142 | 0.0025 | 0 |  | 0 |  | 0 | 0 | 0 | 0 | 0 | 0
3090 | 0.40129 | 0.00238 | 0 |  | 0 |  | 0 | 0 | 0 | 0 | 0 | 0
3091 | 0.40116 | 0.00197 | 0 |  | 0 |  | 0 | 0 | 0 | 0 | 0 | 0
3092 | 0.40103 | 0.00141 | 0 |  | 0 |  | 0 | 0 | 0 | 0 | 0 | 0
3093 | 0.40091 | 0.00088299 | 0 |  | 0 |  | 0 | 0 | 0 | 0 | 0 | 0
3094 | 0.40078 | 0.00056914 | 0 |  | 0 |  | 0 | 0 | 0 | 0 | 0 | 0
3095 | 0.40065 | 0.0006551 | 0 |  | 0 |  | 0 | 0 | 0 | 0 | 0 | 0
3096 | 0.40052 | 0.00125 | 0 |  | 0 |  | 0 | 0 | 0 | 0 | 0 | 0
3097 | 0.40039 | 0.00218 | 0 |  | 0 |  | 0 | 0 | 0 | 0 | 0 | 0
3098 | 0.40026 | 0.00318 | 0 |  | 0 |  | 0 | 0 | 0 | 0 | 0 | 0
3099 | 0.40013 | 0.00401 | 0 |  | 0 |  | 0 | 0 | 0 | 0 | 0 | 0
3100 | 0.4 | 0.0044 | 0 |  | 0 |  | 0 | 0 | 0 | 0 | 0 | 0
3101 | 0.39987 | 0.00419 | 0 |  | 0 |  | 0 | 0 | 0 | 0 | 0 | 0
3102 | 0.39974 | 0.00351 | 0 |  | 0 |  | 0 | 0 | 0 | 0 | 0 | 0
3103 | 0.39961 | 0.00259 | 0 |  | 0 |  | 0 | 0 | 0 | 0 | 0 | 0
3104 | 0.39948 | 0.00166 | 0 |  | 0 |  | 0 | 0 | 0 | 0 | 0 | 0
3105 | 0.39936 | 0.00092155 | 0 |  | 0 |  | 0 | 0 | 0 | 0 | 0 | 0
3106 | 0.39923 | 0.00055502 | 0 |  | 0 |  | 0 | 0 | 0 | 0 | 0 | 0
3107 | 0.3991 | 0.00048903 | 0 |  | 0 |  | 0 | 0 | 0 | 0 | 0 | 0
3108 | 0.39897 | 0.00059873 | 0 |  | 0 |  | 0 | 0 | 0 | 0 | 0 | 0
3109 | 0.39884 | 0.00075924 | 0 |  | 0 |  | 0 | 0 | 0 | 0 | 0 | 0
3110 | 0.39871 | 0.00084569 | 0 |  | 0 |  | 0 | 0 | 0 | 0 | 0 | 0
3111 | 0.39859 | 0.00078497 | 0 |  | 0 |  | 0 | 0 | 0 | 0 | 0 | 0
3112 | 0.39846 | 0.00071107 | 0 |  | 0 |  | 0 | 0 | 0 | 0 | 0 | 0
3113 | 0.39833 | 0.00080972 | 0 |  | 0 |  | 0 | 0 | 0 | 0 | 0 | 0
3114 | 0.3982 | 0.00127 | 0 |  | 0 |  | 0 | 0 | 0 | 0 | 0 | 0
3115 | 0.39807 | 0.00227 | 0 |  | 0 |  | 0 | 0 | 0 | 0 | 0 | 0
3116 | 0.39795 | 0.0039 | 0 |  | 0 |  | 0 | 0 | 0 | 0 | 0 | 0
3117 | 0.39782 | 0.00587 | 0 |  | 0 |  | 0 | 0 | 0 | 0 | 0 | 0
3118 | 0.39769 | 0.00778 | 0 |  | 0 |  | 0 | 0 | 0 | 0 | 0 | 0
3119 | 0.39756 | 0.00922 | 0 |  | 0 |  | 0 | 0 | 0 | 0 | 0 | 0
3120 | 0.39744 | 0.00982 | 0 |  | 0 |  | 0 | 0 | 0 | 0 | 0 | 0
3121 | 0.39731 | 0.0093 | 0 |  | 0 |  | 0 | 0 | 0 | 0 | 0 | 0
3122 | 0.39718 | 0.00795 | 0 |  | 0 |  | 0 | 0 | 0 | 0 | 0 | 0
3123 | 0.39705 | 0.00618 | 0 |  | 0 |  | 0 | 0 | 0 | 0 | 0 | 0
3124 | 0.39693 | 0.0044 | 0 |  | 0 |  | 0 | 0 | 0 | 0 | 0 | 0
3125 | 0.3968 | 0.00303 | 0 |  | 0 |  | 0 | 0 | 0 | 0 | 0 | 0
3126 | 0.39667 | 0.0024 | 0 |  | 0 |  | 0 | 0 | 0 | 0 | 0 | 0
3127 | 0.39655 | 0.00247 | 0 |  | 0 |  | 0 | 0 | 0 | 0 | 0 | 0
3128 | 0.39642 | 0.00313 | 0 |  | 0 |  | 0 | 0 | 0 | 0 | 0 | 0
3129 | 0.39629 | 0.00427 | 0 |  | 0 |  | 0 | 0 | 0 | 0 | 0 | 0
3130 | 0.39617 | 0.00576 | 0 |  | 0 |  | 0 | 0 | 0 | 0 | 0 | 0
3131 | 0.39604 | 0.00747 | 0 |  | 0 |  | 0 | 0 | 0 | 0 | 0 | 0
3132 | 0.39591 | 0.00915 | 0 |  | 0 |  | 0 | 0 | 0 | 0 | 0 | 0
3133 | 0.39579 | 0.01055 | 0 |  | 0 |  | 0 | 0 | 0 | 0 | 0 | 0
3134 | 0.39566 | 0.0114 | 0 |  | 0 |  | 0 | 0 | 0 | 0 | 0 | 0
3135 | 0.39553 | 0.01145 | 0 |  | 0 |  | 0 | 0 | 0 | 0 | 0 | 0
3136 | 0.39541 | 0.01053 | 0 |  | 0 |  | 0 | 0 | 0 | 0 | 0 | 0
3137 | 0.39528 | 0.0089 | 0 |  | 0 |  | 0 | 0 | 0 | 0 | 0 | 0
3138 | 0.39516 | 0.00692 | 0 |  | 0 |  | 0 | 0 | 0 | 0 | 0 | 0
3139 | 0.39503 | 0.00494 | 0 |  | 0 |  | 0 | 0 | 0 | 0 | 0 | 0
3140 | 0.3949 | 0.00332 | 0 |  | 0 |  | 0 | 0 | 0 | 0 | 0 | 0
3141 | 0.39478 | 0.00235 | 0 |  | 0 |  | 0 | 0 | 0 | 0 | 0 | 0
3142 | 0.39465 | 0.00197 | 0 |  | 0 |  | 0 | 0 | 0 | 0 | 0 | 0
3143 | 0.39453 | 0.00207 | 0 |  | 0 |  | 0 | 0 | 0 | 0 | 0 | 0
3144 | 0.3944 | 0.00254 | 0 |  | 0 |  | 0 | 0 | 0 | 0 | 0 | 0
3145 | 0.39428 | 0.00325 | 0 |  | 0 |  | 0 | 0 | 0 | 0 | 0 | 0
3146 | 0.39415 | 0.00409 | 0 |  | 0 |  | 0 | 0 | 0 | 0 | 0 | 0
3147 | 0.39403 | 0.00496 | 0 |  | 0 |  | 0 | 0 | 0 | 0 | 0 | 0
3148 | 0.3939 | 0.00575 | 0 |  | 0 |  | 0 | 0 | 0 | 0 | 0 | 0
3149 | 0.39378 | 0.00635 | 0 |  | 0 |  | 0 | 0 | 0 | 0 | 0 | 0
3150 | 0.39365 | 0.00667 | 0 |  | 0 |  | 0 | 0 | 0 | 0 | 0 | 0
3151 | 0.39353 | 0.00665 | 0 |  | 0 |  | 0 | 0 | 0 | 0 | 0 | 0
3152 | 0.3934 | 0.00638 | 0 |  | 0 |  | 0 | 0 | 0 | 0 | 0 | 0
3153 | 0.39328 | 0.00603 | 0 |  | 0 |  | 0 | 0 | 0 | 0 | 0 | 0
3154 | 0.39315 | 0.00573 | 0 |  | 0 |  | 0 | 0 | 0 | 0 | 0 | 0
3155 | 0.39303 | 0.00564 | 0 |  | 0 |  | 0 | 0 | 0 | 0 | 0 | 0
3156 | 0.3929 | 0.00587 | 0 |  | 0 |  | 0 | 0 | 0 | 0 | 0 | 0
3157 | 0.39278 | 0.0064 | 0 |  | 0 |  | 0 | 0 | 0 | 0 | 0 | 0
3158 | 0.39265 | 0.00718 | 0 |  | 0 |  | 0 | 0 | 0 | 0 | 0 | 0
3159 | 0.39253 | 0.00814 | 0 |  | 0 |  | 0 | 0 | 0 | 0 | 0 | 0
3160 | 0.39241 | 0.00923 | 0 |  | 0 |  | 0 | 0 | 0 | 0 | 0 | 0
3161 | 0.39228 | 0.01039 | 0 |  | 0 |  | 0 | 0 | 0 | 0 | 0 | 0
3162 | 0.39216 | 0.01154 | 0 |  | 0 |  | 0 | 0 | 0 | 0 | 0 | 0
3163 | 0.39203 | 0.01259 | 0 |  | 0 |  | 0 | 0 | 0 | 0 | 0 | 0
3164 | 0.39191 | 0.01344 | 0 |  | 0 |  | 0 | 0 | 0 | 0 | 0 | 0
3165 | 0.39179 | 0.01402 | 0 |  | 0 |  | 0 | 0 | 0 | 0 | 0 | 0
3166 | 0.39166 | 0.01425 | 0 |  | 0 |  | 0 | 0 | 0 | 0 | 0 | 0
3167 | 0.39154 | 0.01416 | 0 |  | 0 |  | 0 | 0 | 0 | 0 | 0 | 0
3168 | 0.39141 | 0.01381 | 0 |  | 0 |  | 0 | 0 | 0 | 0 | 0 | 0
3169 | 0.39129 | 0.01325 | 0 |  | 0 |  | 0 | 0 | 0 | 0 | 0 | 0
3170 | 0.39117 | 0.01252 | 0 |  | 0 |  | 0 | 0 | 0 | 0 | 0 | 0
3171 | 0.39104 | 0.01168 | 0 |  | 0 |  | 0 | 0 | 0 | 0 | 0 | 0
3172 | 0.39092 | 0.01084 | 0 |  | 0 |  | 0 | 0 | 0 | 0 | 0 | 0
3173 | 0.3908 | 0.01008 | 0 |  | 0 |  | 0 | 0 | 0 | 0 | 0 | 0
3174 | 0.39067 | 0.00951 | 0 |  | 0 |  | 0 | 0 | 0 | 0 | 0 | 0
3175 | 0.39055 | 0.00923 | 0 |  | 0 |  | 0 | 0 | 0 | 0 | 0 | 0
3176 | 0.39043 | 0.0093 | 0 |  | 0 |  | 0 | 0 | 0 | 0 | 0 | 0
3177 | 0.39031 | 0.00961 | 0 |  | 0 |  | 0 | 0 | 0 | 0 | 0 | 0
3178 | 0.39018 | 0.01004 | 0 |  | 0 |  | 0 | 0 | 0 | 0 | 0 | 0
3179 | 0.39006 | 0.01042 | 0 |  | 0 |  | 0 | 0 | 0 | 0 | 0 | 0
3180 | 0.38994 | 0.01062 | 0 |  | 0 |  | 0 | 0 | 0 | 0 | 0 | 0
3181 | 0.38981 | 0.01053 | 0 |  | 0 |  | 0 | 0 | 0 | 0 | 0 | 0
3182 | 0.38969 | 0.01018 | 0 |  | 0 |  | 0 | 0 | 0 | 0 | 0 | 0
3183 | 0.38957 | 0.00962 | 0 |  | 0 |  | 0 | 0 | 0 | 0 | 0 | 0
3184 | 0.38945 | 0.0089 | 0 |  | 0 |  | 0 | 0 | 0 | 0 | 0 | 0
3185 | 0.38932 | 0.00808 | 0 |  | 0 |  | 0 | 0 | 0 | 0 | 0 | 0
3186 | 0.3892 | 0.00722 | 0 |  | 0 |  | 0 | 0 | 0 | 0 | 0 | 0
3187 | 0.38908 | 0.00636 | 0 |  | 0 |  | 0 | 0 | 0 | 0 | 0 | 0
3188 | 0.38896 | 0.00555 | 0 |  | 0 |  | 0 | 0 | 0 | 0 | 0 | 0
3189 | 0.38884 | 0.00482 | 0 |  | 0 |  | 0 | 0 | 0 | 0 | 0 | 0
3190 | 0.38871 | 0.00424 | 0 |  | 0 |  | 0 | 0 | 0 | 0 | 0 | 0
3191 | 0.38859 | 0.00382 | 0 |  | 0 |  | 0 | 0 | 0 | 0 | 0 | 0
3192 | 0.38847 | 0.00351 | 0 |  | 0 |  | 0 | 0 | 0 | 0 | 0 | 0
3193 | 0.38835 | 0.00327 | 0 |  | 0 |  | 0 | 0 | 0 | 0 | 0 | 0
3194 | 0.38823 | 0.00301 | 0 |  | 0 |  | 0 | 0 | 0 | 0 | 0 | 0
3195 | 0.38811 | 0.00269 | 0 |  | 0 |  | 0 | 0 | 0 | 0 | 0 | 0
3196 | 0.38798 | 0.00226 | 0 |  | 0 |  | 0 | 0 | 0 | 0 | 0 | 0
3197 | 0.38786 | 0.00176 | 0 |  | 0 |  | 0 | 0 | 0 | 0 | 0 | 0
3198 | 0.38774 | 0.00125 | 0 |  | 0 |  | 0 | 0 | 0 | 0 | 0 | 0
3199 | 0.38762 | 0.00078615 | 0 |  | 0 |  | 0 | 0 | 0 | 0 | 0 | 0
3200 | 0.3875 | 0.00043843 | 0 |  | 0 |  | 0 | 0 | 0 | 0 | 0 | 0
3201 | 0.38738 | 0.00024644 | 0 |  | 0 |  | 0 | 0 | 0 | 0 | 0 | 0
3202 | 0.38726 | 0.00018273 | 0 |  | 0 |  | 0 | 0 | 0 | 0 | 0 | 0
3203 | 0.38714 | 0.00020213 | 0 |  | 0 |  | 0 | 0 | 0 | 0 | 0 | 0
3204 | 0.38702 | 0.00025951 | 0 |  | 0 |  | 0 | 0 | 0 | 0 | 0 | 0
3205 | 0.3869 | 0.00030973 | 0 |  | 0 |  | 0 | 0 | 0 | 0 | 0 | 0
3206 | 0.38677 | 0.00031775 | 0 |  | 0 |  | 0 | 0 | 0 | 0 | 0 | 0
3207 | 0.38665 | 0.00028893 | 0 |  | 0 |  | 0 | 0 | 0 | 0 | 0 | 0
3208 | 0.38653 | 0.00023878 | 0 |  | 0 |  | 0 | 0 | 0 | 0 | 0 | 0
3209 | 0.38641 | 0.00018275 | 0 |  | 0 |  | 0 | 0 | 0 | 0 | 0 | 0
3210 | 0.38629 | 0.00013634 | 0 |  | 0 |  | 0 | 0 | 0 | 0 | 0 | 0
3211 | 0.38617 | 0.00011428 | 0 |  | 0 |  | 0 | 0 | 0 | 0 | 0 | 0
3212 | 0.38605 | 0.00012834 | 0 |  | 0 |  | 0 | 0 | 0 | 0 | 0 | 0
3213 | 0.38593 | 0.00018955 | 0 |  | 0 |  | 0 | 0 | 0 | 0 | 0 | 0
3214 | 0.38581 | 0.00030893 | 0 |  | 0 |  | 0 | 0 | 0 | 0 | 0 | 0
3215 | 0.38569 | 0.00049752 | 0 |  | 0 |  | 0 | 0 | 0 | 0 | 0 | 0
3216 | 0.38557 | 0.00075629 | 0 |  | 0 |  | 0 | 0 | 0 | 0 | 0 | 0
3217 | 0.38545 | 0.00105 | 0 |  | 0 |  | 0 | 0 | 0 | 0 | 0 | 0
3218 | 0.38533 | 0.00132 | 0 |  | 0 |  | 0 | 0 | 0 | 0 | 0 | 0
3219 | 0.38521 | 0.00152 | 0 |  | 0 |  | 0 | 0 | 0 | 0 | 0 | 0
3220 | 0.38509 | 0.00161 | 0 |  | 0 |  | 0 | 0 | 0 | 0 | 0 | 0
3221 | 0.38497 | 0.00154 | 0 |  | 0 |  | 0 | 0 | 0 | 0 | 0 | 0
3222 | 0.38485 | 0.00134 | 0 |  | 0 |  | 0 | 0 | 0 | 0 | 0 | 0
3223 | 0.38473 | 0.00103 | 0 |  | 0 |  | 0 | 0 | 0 | 0 | 0 | 0
3224 | 0.38462 | 0.0006394 | 0 |  | 0 |  | 0 | 0 | 0 | 0 | 0 | 0
3225 | 0.3845 | 0.00019875 | 0 |  | 0 |  | 0 | 0 | 0 | 0 | 0 | 0
3226 | 0.38438 | -0.00024671 | 0 |  | 0 |  | 0 | 0 | 0 | 0 | 0 | 0
3227 | 0.38426 | -0.00058448 | 0 |  | 0 |  | 0 | 0 | 0 | 0 | 0 | 0
3228 | 0.38414 | -0.00068531 | 0 |  | 0 |  | 0 | 0 | 0 | 0 | 0 | 0
3229 | 0.38402 | -0.00041996 | 0 |  | 0 |  | 0 | 0 | 0 | 0 | 0 | 0
3230 | 0.3839 | 0.0003408 | 0 |  | 0 |  | 0 | 0 | 0 | 0 | 0 | 0
3231 | 0.38378 | 0.00166 | 0 |  | 0 |  | 0 | 0 | 0 | 0 | 0 | 0
3232 | 0.38366 | 0.0033 | 0 |  | 0 |  | 0 | 0 | 0 | 0 | 0 | 0
3233 | 0.38354 | 0.00499 | 0 |  | 0 |  | 0 | 0 | 0 | 0 | 0 | 0
3234 | 0.38343 | 0.00641 | 0 |  | 0 |  | 0 | 0 | 0 | 0 | 0 | 0
3235 | 0.38331 | 0.00729 | 0 |  | 0 |  | 0 | 0 | 0 | 0 | 0 | 0
3236 | 0.38319 | 0.00742 | 0 |  | 0 |  | 0 | 0 | 0 | 0 | 0 | 0
3237 | 0.38307 | 0.00691 | 0 |  | 0 |  | 0 | 0 | 0 | 0 | 0 | 0
3238 | 0.38295 | 0.00599 | 0 |  | 0 |  | 0 | 0 | 0 | 0 | 0 | 0
3239 | 0.38283 | 0.00486 | 0 |  | 0 |  | 0 | 0 | 0 | 0 | 0 | 0
3240 | 0.38272 | 0.00375 | 0 |  | 0 |  | 0 | 0 | 0 | 0 | 0 | 0
3241 | 0.3826 | 0.00282 | 0 |  | 0 |  | 0 | 0 | 0 | 0 | 0 | 0
3242 | 0.38248 | 0.00208 | 0 |  | 0 |  | 0 | 0 | 0 | 0 | 0 | 0
3243 | 0.38236 | 0.00151 | 0 |  | 0 |  | 0 | 0 | 0 | 0 | 0 | 0
3244 | 0.38224 | 0.00107 | 0 |  | 0 |  | 0 | 0 | 0 | 0 | 0 | 0
3245 | 0.38213 | 0.00073409 | 0 |  | 0 |  | 0 | 0 | 0 | 0 | 0 | 0
3246 | 0.38201 | 0.00049427 | 0 |  | 0 |  | 0 | 0 | 0 | 0 | 0 | 0
3247 | 0.38189 | 0.00044397 | 0 |  | 0 |  | 0 | 0 | 0 | 0 | 0 | 0
3248 | 0.38177 | 0.00070085 | 0 |  | 0 |  | 0 | 0 | 0 | 0 | 0 | 0
3249 | 0.38166 | 0.00138 | 0 |  | 0 |  | 0 | 0 | 0 | 0 | 0 | 0
3250 | 0.38154 | 0.00261 | 0 |  | 0 |  | 0 | 0 | 0 | 0 | 0 | 0
3251 | 0.38142 | 0.0044 | 0 |  | 0 |  | 0 | 0 | 0 | 0 | 0 | 0
3252 | 0.3813 | 0.00645 | 0 |  | 0 |  | 0 | 0 | 0 | 0 | 0 | 0
3253 | 0.38119 | 0.00832 | 0 |  | 0 |  | 0 | 0 | 0 | 0 | 0 | 0
3254 | 0.38107 | 0.00963 | 0 |  | 0 |  | 0 | 0 | 0 | 0 | 0 | 0
3255 | 0.38095 | 0.00994 | 0 |  | 0 |  | 0 | 0 | 0 | 0 | 0 | 0
3256 | 0.38084 | 0.009 | 0 |  | 0 |  | 0 | 0 | 0 | 0 | 0 | 0
3257 | 0.38072 | 0.00716 | 0 |  | 0 |  | 0 | 0 | 0 | 0 | 0 | 0
3258 | 0.3806 | 0.00492 | 0 |  | 0 |  | 0 | 0 | 0 | 0 | 0 | 0
3259 | 0.38048 | 0.00277 | 0 |  | 0 |  | 0 | 0 | 0 | 0 | 0 | 0
3260 | 0.38037 | 0.00122 | 0 |  | 0 |  | 0 | 0 | 0 | 0 | 0 | 0
3261 | 0.38025 | 0.00063661 | 0 |  | 0 |  | 0 | 0 | 0 | 0 | 0 | 0
3262 | 0.38013 | 0.00080573 | 0 |  | 0 |  | 0 | 0 | 0 | 0 | 0 | 0
3263 | 0.38002 | 0.00139 | 0 |  | 0 |  | 0 | 0 | 0 | 0 | 0 | 0
3264 | 0.3799 | 0.00205 | 0 |  | 0 |  | 0 | 0 | 0 | 0 | 0 | 0
3265 | 0.37979 | 0.00245 | 0 |  | 0 |  | 0 | 0 | 0 | 0 | 0 | 0
3266 | 0.37967 | 0.00234 | 0 |  | 0 |  | 0 | 0 | 0 | 0 | 0 | 0
3267 | 0.37955 | 0.00189 | 0 |  | 0 |  | 0 | 0 | 0 | 0 | 0 | 0
3268 | 0.37944 | 0.00137 | 0 |  | 0 |  | 0 | 0 | 0 | 0 | 0 | 0
3269 | 0.37932 | 0.00106 | 0 |  | 0 |  | 0 | 0 | 0 | 0 | 0 | 0
3270 | 0.3792 | 0.00122 | 0 |  | 0 |  | 0 | 0 | 0 | 0 | 0 | 0
3271 | 0.37909 | 0.00202 | 0 |  | 0 |  | 0 | 0 | 0 | 0 | 0 | 0
3272 | 0.37897 | 0.00322 | 0 |  | 0 |  | 0 | 0 | 0 | 0 | 0 | 0
3273 | 0.37886 | 0.0045 | 0 |  | 0 |  | 0 | 0 | 0 | 0 | 0 | 0
3274 | 0.37874 | 0.00551 | 0 |  | 0 |  | 0 | 0 | 0 | 0 | 0 | 0
3275 | 0.37863 | 0.00593 | 0 |  | 0 |  | 0 | 0 | 0 | 0 | 0 | 0
3276 | 0.37851 | 0.00553 | 0 |  | 0 |  | 0 | 0 | 0 | 0 | 0 | 0
3277 | 0.37839 | 0.00462 | 0 |  | 0 |  | 0 | 0 | 0 | 0 | 0 | 0
3278 | 0.37828 | 0.00359 | 0 |  | 0 |  | 0 | 0 | 0 | 0 | 0 | 0
3279 | 0.37816 | 0.00287 | 0 |  | 0 |  | 0 | 0 | 0 | 0 | 0 | 0
3280 | 0.37805 | 0.00286 | 0 |  | 0 |  | 0 | 0 | 0 | 0 | 0 | 0
3281 | 0.37793 | 0.00385 | 0 |  | 0 |  | 0 | 0 | 0 | 0 | 0 | 0
3282 | 0.37782 | 0.00557 | 0 |  | 0 |  | 0 | 0 | 0 | 0 | 0 | 0
3283 | 0.3777 | 0.00762 | 0 |  | 0 |  | 0 | 0 | 0 | 0 | 0 | 0
3284 | 0.37759 | 0.00961 | 0 |  | 0 |  | 0 | 0 | 0 | 0 | 0 | 0
3285 | 0.37747 | 0.01113 | 0 |  | 0 |  | 0 | 0 | 0 | 0 | 0 | 0
3286 | 0.37736 | 0.01187 | 0 |  | 0 |  | 0 | 0 | 0 | 0 | 0 | 0
3287 | 0.37724 | 0.01188 | 0 |  | 0 |  | 0 | 0 | 0 | 0 | 0 | 0
3288 | 0.37713 | 0.01128 | 0 |  | 0 |  | 0 | 0 | 0 | 0 | 0 | 0
3289 | 0.37701 | 0.0102 | 0 |  | 0 |  | 0 | 0 | 0 | 0 | 0 | 0
3290 | 0.3769 | 0.00876 | 0 |  | 0 |  | 0 | 0 | 0 | 0 | 0 | 0
3291 | 0.37679 | 0.00709 | 0 |  | 0 |  | 0 | 0 | 0 | 0 | 0 | 0
3292 | 0.37667 | 0.00534 | 0 |  | 0 |  | 0 | 0 | 0 | 0 | 0 | 0
3293 | 0.37656 | 0.00368 | 0 |  | 0 |  | 0 | 0 | 0 | 0 | 0 | 0
3294 | 0.37644 | 0.00226 | 0 |  | 0 |  | 0 | 0 | 0 | 0 | 0 | 0
3295 | 0.37633 | 0.00122 | 0 |  | 0 |  | 0 | 0 | 0 | 0 | 0 | 0
3296 | 0.37621 | 0.00069658 | 0 |  | 0 |  | 0 | 0 | 0 | 0 | 0 | 0
3297 | 0.3761 | 0.00060443 | 0 |  | 0 |  | 0 | 0 | 0 | 0 | 0 | 0
3298 | 0.37599 | 0.00083129 | 0 |  | 0 |  | 0 | 0 | 0 | 0 | 0 | 0
3299 | 0.37587 | 0.00126 | 0 |  | 0 |  | 0 | 0 | 0 | 0 | 0 | 0
3300 | 0.37576 | 0.00178 | 0 |  | 0 |  | 0 | 0 | 0 | 0 | 0 | 0
3301 | 0.37564 | 0.00229 | 0 |  | 0 |  | 0 | 0 | 0 | 0 | 0 | 0
3302 | 0.37553 | 0.00276 | 0 |  | 0 |  | 0 | 0 | 0 | 0 | 0 | 0
3303 | 0.37542 | 0.0032 | 0 |  | 0 |  | 0 | 0 | 0 | 0 | 0 | 0
3304 | 0.3753 | 0.0036 | 0 |  | 0 |  | 0 | 0 | 0 | 0 | 0 | 0
3305 | 0.37519 | 0.00394 | 0 |  | 0 |  | 0 | 0 | 0 | 0 | 0 | 0
3306 | 0.37508 | 0.00423 | 0 |  | 0 |  | 0 | 0 | 0 | 0 | 0 | 0
3307 | 0.37496 | 0.00442 | 0 |  | 0 |  | 0 | 0 | 0 | 0 | 0 | 0
3308 | 0.37485 | 0.00446 | 0 |  | 0 |  | 0 | 0 | 0 | 0 | 0 | 0
3309 | 0.37474 | 0.00431 | 0 |  | 0 |  | 0 | 0 | 0 | 0 | 0 | 0
3310 | 0.37462 | 0.00392 | 0 |  | 0 |  | 0 | 0 | 0 | 0 | 0 | 0
3311 | 0.37451 | 0.00328 | 0 |  | 0 |  | 0 | 0 | 0 | 0 | 0 | 0
3312 | 0.3744 | 0.00246 | 0 |  | 0 |  | 0 | 0 | 0 | 0 | 0 | 0
3313 | 0.37428 | 0.00157 | 0 |  | 0 |  | 0 | 0 | 0 | 0 | 0 | 0
3314 | 0.37417 | 0.00072092 | 0 |  | 0 |  | 0 | 0 | 0 | 0 | 0 | 0
3315 | 0.37406 | 1.6133e-05 | 0 |  | 0 |  | 0 | 0 | 0 | 0 | 0 | 0
3316 | 0.37394 | -0.00045482 | 0 |  | 0 |  | 0 | 0 | 0 | 0 | 0 | 0
3317 | 0.37383 | -0.00067945 | 0 |  | 0 |  | 0 | 0 | 0 | 0 | 0 | 0
3318 | 0.37372 | -0.00066423 | 0 |  | 0 |  | 0 | 0 | 0 | 0 | 0 | 0
3319 | 0.37361 | -0.00041559 | 0 |  | 0 |  | 0 | 0 | 0 | 0 | 0 | 0
3320 | 0.37349 | 5.9987e-05 | 0 |  | 0 |  | 0 | 0 | 0 | 0 | 0 | 0
3321 | 0.37338 | 0.00073928 | 0 |  | 0 |  | 0 | 0 | 0 | 0 | 0 | 0
3322 | 0.37327 | 0.00153 | 0 |  | 0 |  | 0 | 0 | 0 | 0 | 0 | 0
3323 | 0.37316 | 0.00233 | 0 |  | 0 |  | 0 | 0 | 0 | 0 | 0 | 0
3324 | 0.37304 | 0.00303 | 0 |  | 0 |  | 0 | 0 | 0 | 0 | 0 | 0
3325 | 0.37293 | 0.00352 | 0 |  | 0 |  | 0 | 0 | 0 | 0 | 0 | 0
3326 | 0.37282 | 0.00374 | 0 |  | 0 |  | 0 | 0 | 0 | 0 | 0 | 0
3327 | 0.37271 | 0.0038 | 0 |  | 0 |  | 0 | 0 | 0 | 0 | 0 | 0
3328 | 0.3726 | 0.00387 | 0 |  | 0 |  | 0 | 0 | 0 | 0 | 0 | 0
3329 | 0.37248 | 0.0041 | 0 |  | 0 |  | 0 | 0 | 0 | 0 | 0 | 0
3330 | 0.37237 | 0.00466 | 0 |  | 0 |  | 0 | 0 | 0 | 0 | 0 | 0
3331 | 0.37226 | 0.00563 | 0 |  | 0 |  | 0 | 0 | 0 | 0 | 0 | 0
3332 | 0.37215 | 0.00682 | 0 |  | 0 |  | 0 | 0 | 0 | 0 | 0 | 0
3333 | 0.37204 | 0.00797 | 0 |  | 0 |  | 0 | 0 | 0 | 0 | 0 | 0
3334 | 0.37193 | 0.00881 | 0 |  | 0 |  | 0 | 0 | 0 | 0 | 0 | 0
3335 | 0.37181 | 0.00907 | 0 |  | 0 |  | 0 | 0 | 0 | 0 | 0 | 0
3336 | 0.3717 | 0.00858 | 0 |  | 0 |  | 0 | 0 | 0 | 0 | 0 | 0
3337 | 0.37159 | 0.00751 | 0 |  | 0 |  | 0 | 0 | 0 | 0 | 0 | 0
3338 | 0.37148 | 0.00613 | 0 |  | 0 |  | 0 | 0 | 0 | 0 | 0 | 0
3339 | 0.37137 | 0.00469 | 0 |  | 0 |  | 0 | 0 | 0 | 0 | 0 | 0
3340 | 0.37126 | 0.00346 | 0 |  | 0 |  | 0 | 0 | 0 | 0 | 0 | 0
3341 | 0.37115 | 0.00265 | 0 |  | 0 |  | 0 | 0 | 0 | 0 | 0 | 0
3342 | 0.37104 | 0.00227 | 0 |  | 0 |  | 0 | 0 | 0 | 0 | 0 | 0
3343 | 0.37092 | 0.00232 | 0 |  | 0 |  | 0 | 0 | 0 | 0 | 0 | 0
3344 | 0.37081 | 0.00275 | 0 |  | 0 |  | 0 | 0 | 0 | 0 | 0 | 0
3345 | 0.3707 | 0.00354 | 0 |  | 0 |  | 0 | 0 | 0 | 0 | 0 | 0
3346 | 0.37059 | 0.00464 | 0 |  | 0 |  | 0 | 0 | 0 | 0 | 0 | 0
3347 | 0.37048 | 0.00585 | 0 |  | 0 |  | 0 | 0 | 0 | 0 | 0 | 0
3348 | 0.37037 | 0.00697 | 0 |  | 0 |  | 0 | 0 | 0 | 0 | 0 | 0
3349 | 0.37026 | 0.00777 | 0 |  | 0 |  | 0 | 0 | 0 | 0 | 0 | 0
3350 | 0.37015 | 0.00803 | 0 |  | 0 |  | 0 | 0 | 0 | 0 | 0 | 0
3351 | 0.37004 | 0.00762 | 0 |  | 0 |  | 0 | 0 | 0 | 0 | 0 | 0
3352 | 0.36993 | 0.00671 | 0 |  | 0 |  | 0 | 0 | 0 | 0 | 0 | 0
3353 | 0.36982 | 0.00557 | 0 |  | 0 |  | 0 | 0 | 0 | 0 | 0 | 0
3354 | 0.36971 | 0.00446 | 0 |  | 0 |  | 0 | 0 | 0 | 0 | 0 | 0
3355 | 0.3696 | 0.00363 | 0 |  | 0 |  | 0 | 0 | 0 | 0 | 0 | 0
3356 | 0.36949 | 0.00329 | 0 |  | 0 |  | 0 | 0 | 0 | 0 | 0 | 0
3357 | 0.36938 | 0.00338 | 0 |  | 0 |  | 0 | 0 | 0 | 0 | 0 | 0
3358 | 0.36927 | 0.00381 | 0 |  | 0 |  | 0 | 0 | 0 | 0 | 0 | 0
3359 | 0.36916 | 0.00447 | 0 |  | 0 |  | 0 | 0 | 0 | 0 | 0 | 0
3360 | 0.36905 | 0.00524 | 0 |  | 0 |  | 0 | 0 | 0 | 0 | 0 | 0
3361 | 0.36894 | 0.00603 | 0 |  | 0 |  | 0 | 0 | 0 | 0 | 0 | 0
3362 | 0.36883 | 0.00672 | 0 |  | 0 |  | 0 | 0 | 0 | 0 | 0 | 0
3363 | 0.36872 | 0.00722 | 0 |  | 0 |  | 0 | 0 | 0 | 0 | 0 | 0
3364 | 0.36861 | 0.00741 | 0 |  | 0 |  | 0 | 0 | 0 | 0 | 0 | 0
3365 | 0.3685 | 0.00719 | 0 |  | 0 |  | 0 | 0 | 0 | 0 | 0 | 0
3366 | 0.36839 | 0.00652 | 0 |  | 0 |  | 0 | 0 | 0 | 0 | 0 | 0
3367 | 0.36828 | 0.0056 | 0 |  | 0 |  | 0 | 0 | 0 | 0 | 0 | 0
3368 | 0.36817 | 0.00468 | 0 |  | 0 |  | 0 | 0 | 0 | 0 | 0 | 0
3369 | 0.36806 | 0.00404 | 0 |  | 0 |  | 0 | 0 | 0 | 0 | 0 | 0
3370 | 0.36795 | 0.00394 | 0 |  | 0 |  | 0 | 0 | 0 | 0 | 0 | 0
3371 | 0.36784 | 0.00453 | 0 |  | 0 |  | 0 | 0 | 0 | 0 | 0 | 0
3372 | 0.36773 | 0.00561 | 0 |  | 0 |  | 0 | 0 | 0 | 0 | 0 | 0
3373 | 0.36763 | 0.00683 | 0 |  | 0 |  | 0 | 0 | 0 | 0 | 0 | 0
3374 | 0.36752 | 0.00789 | 0 |  | 0 |  | 0 | 0 | 0 | 0 | 0 | 0
3375 | 0.36741 | 0.00846 | 0 |  | 0 |  | 0 | 0 | 0 | 0 | 0 | 0
3376 | 0.3673 | 0.00831 | 0 |  | 0 |  | 0 | 0 | 0 | 0 | 0 | 0
3377 | 0.36719 | 0.00763 | 0 |  | 0 |  | 0 | 0 | 0 | 0 | 0 | 0
3378 | 0.36708 | 0.00668 | 0 |  | 0 |  | 0 | 0 | 0 | 0 | 0 | 0
3379 | 0.36697 | 0.00575 | 0 |  | 0 |  | 0 | 0 | 0 | 0 | 0 | 0
3380 | 0.36686 | 0.00511 | 0 |  | 0 |  | 0 | 0 | 0 | 0 | 0 | 0
3381 | 0.36676 | 0.00497 | 0 |  | 0 |  | 0 | 0 | 0 | 0 | 0 | 0
3382 | 0.36665 | 0.00526 | 0 |  | 0 |  | 0 | 0 | 0 | 0 | 0 | 0
3383 | 0.36654 | 0.00587 | 0 |  | 0 |  | 0 | 0 | 0 | 0 | 0 | 0
3384 | 0.36643 | 0.00665 | 0 |  | 0 |  | 0 | 0 | 0 | 0 | 0 | 0
3385 | 0.36632 | 0.00749 | 0 |  | 0 |  | 0 | 0 | 0 | 0 | 0 | 0
3386 | 0.36621 | 0.00827 | 0 |  | 0 |  | 0 | 0 | 0 | 0 | 0 | 0
3387 | 0.36611 | 0.00894 | 0 |  | 0 |  | 0 | 0 | 0 | 0 | 0 | 0
3388 | 0.366 | 0.00945 | 0 |  | 0 |  | 0 | 0 | 0 | 0 | 0 | 0
3389 | 0.36589 | 0.00977 | 0 |  | 0 |  | 0 | 0 | 0 | 0 | 0 | 0
3390 | 0.36578 | 0.00986 | 0 |  | 0 |  | 0 | 0 | 0 | 0 | 0 | 0
3391 | 0.36567 | 0.0097 | 0 |  | 0 |  | 0 | 0 | 0 | 0 | 0 | 0
3392 | 0.36557 | 0.00943 | 0 |  | 0 |  | 0 | 0 | 0 | 0 | 0 | 0
3393 | 0.36546 | 0.00921 | 0 |  | 0 |  | 0 | 0 | 0 | 0 | 0 | 0
3394 | 0.36535 | 0.00919 | 0 |  | 0 |  | 0 | 0 | 0 | 0 | 0 | 0
3395 | 0.36524 | 0.00955 | 0 |  | 0 |  | 0 | 0 | 0 | 0 | 0 | 0
3396 | 0.36514 | 0.01035 | 0 |  | 0 |  | 0 | 0 | 0 | 0 | 0 | 0
3397 | 0.36503 | 0.01136 | 0 |  | 0 |  | 0 | 0 | 0 | 0 | 0 | 0
3398 | 0.36492 | 0.01227 | 0 |  | 0 |  | 0 | 0 | 0 | 0 | 0 | 0
3399 | 0.36481 | 0.01276 | 0 |  | 0 |  | 0 | 0 | 0 | 0 | 0 | 0
3400 | 0.36471 | 0.01251 | 0 |  | 0 |  | 0 | 0 | 0 | 0 | 0 | 0
3401 | 0.3646 | 0.01133 | 0 |  | 0 |  | 0 | 0 | 0 | 0 | 0 | 0
3402 | 0.36449 | 0.00951 | 0 |  | 0 |  | 0 | 0 | 0 | 0 | 0 | 0
3403 | 0.36438 | 0.00748 | 0 |  | 0 |  | 0 | 0 | 0 | 0 | 0 | 0
3404 | 0.36428 | 0.00566 | 0 |  | 0 |  | 0 | 0 | 0 | 0 | 0 | 0
3405 | 0.36417 | 0.00446 | 0 |  | 0 |  | 0 | 0 | 0 | 0 | 0 | 0
3406 | 0.36406 | 0.00419 | 0 |  | 0 |  | 0 | 0 | 0 | 0 | 0 | 0
3407 | 0.36396 | 0.00464 | 0 |  | 0 |  | 0 | 0 | 0 | 0 | 0 | 0
3408 | 0.36385 | 0.00549 | 0 |  | 0 |  | 0 | 0 | 0 | 0 | 0 | 0
3409 | 0.36374 | 0.00641 | 0 |  | 0 |  | 0 | 0 | 0 | 0 | 0 | 0
3410 | 0.36364 | 0.00708 | 0 |  | 0 |  | 0 | 0 | 0 | 0 | 0 | 0
3411 | 0.36353 | 0.00727 | 0 |  | 0 |  | 0 | 0 | 0 | 0 | 0 | 0
3412 | 0.36342 | 0.00713 | 0 |  | 0 |  | 0 | 0 | 0 | 0 | 0 | 0
3413 | 0.36332 | 0.00692 | 0 |  | 0 |  | 0 | 0 | 0 | 0 | 0 | 0
3414 | 0.36321 | 0.00689 | 0 |  | 0 |  | 0 | 0 | 0 | 0 | 0 | 0
3415 | 0.3631 | 0.00728 | 0 |  | 0 |  | 0 | 0 | 0 | 0 | 0 | 0
3416 | 0.363 | 0.00825 | 0 |  | 0 |  | 0 | 0 | 0 | 0 | 0 | 0
3417 | 0.36289 | 0.00962 | 0 |  | 0 |  | 0 | 0 | 0 | 0 | 0 | 0
3418 | 0.36279 | 0.01109 | 0 |  | 0 |  | 0 | 0 | 0 | 0 | 0 | 0
3419 | 0.36268 | 0.01236 | 0 |  | 0 |  | 0 | 0 | 0 | 0 | 0 | 0
3420 | 0.36257 | 0.01317 | 0 |  | 0 |  | 0 | 0 | 0 | 0 | 0 | 0
3421 | 0.36247 | 0.01328 | 0 |  | 0 |  | 0 | 0 | 0 | 0 | 0 | 0
3422 | 0.36236 | 0.01283 | 0 |  | 0 |  | 0 | 0 | 0 | 0 | 0 | 0
3423 | 0.36226 | 0.012 | 0 |  | 0 |  | 0 | 0 | 0 | 0 | 0 | 0
3424 | 0.36215 | 0.01099 | 0 |  | 0 |  | 0 | 0 | 0 | 0 | 0 | 0
3425 | 0.36204 | 0.01001 | 0 |  | 0 |  | 0 | 0 | 0 | 0 | 0 | 0
3426 | 0.36194 | 0.0092 | 0 |  | 0 |  | 0 | 0 | 0 | 0 | 0 | 0
3427 | 0.36183 | 0.00864 | 0 |  | 0 |  | 0 | 0 | 0 | 0 | 0 | 0
3428 | 0.36173 | 0.00835 | 0 |  | 0 |  | 0 | 0 | 0 | 0 | 0 | 0
3429 | 0.36162 | 0.00836 | 0 |  | 0 |  | 0 | 0 | 0 | 0 | 0 | 0
3430 | 0.36152 | 0.00869 | 0 |  | 0 |  | 0 | 0 | 0 | 0 | 0 | 0
3431 | 0.36141 | 0.00934 | 0 |  | 0 |  | 0 | 0 | 0 | 0 | 0 | 0
3432 | 0.36131 | 0.01015 | 0 |  | 0 |  | 0 | 0 | 0 | 0 | 0 | 0
3433 | 0.3612 | 0.01092 | 0 |  | 0 |  | 0 | 0 | 0 | 0 | 0 | 0
3434 | 0.36109 | 0.01145 | 0 |  | 0 |  | 0 | 0 | 0 | 0 | 0 | 0
3435 | 0.36099 | 0.01155 | 0 |  | 0 |  | 0 | 0 | 0 | 0 | 0 | 0
3436 | 0.36088 | 0.01109 | 0 |  | 0 |  | 0 | 0 | 0 | 0 | 0 | 0
3437 | 0.36078 | 0.01026 | 0 |  | 0 |  | 0 | 0 | 0 | 0 | 0 | 0
3438 | 0.36067 | 0.0093 | 0 |  | 0 |  | 0 | 0 | 0 | 0 | 0 | 0
3439 | 0.36057 | 0.00847 | 0 |  | 0 |  | 0 | 0 | 0 | 0 | 0 | 0
3440 | 0.36047 | 0.00803 | 0 |  | 0 |  | 0 | 0 | 0 | 0 | 0 | 0
3441 | 0.36036 | 0.00816 | 0 |  | 0 |  | 0 | 0 | 0 | 0 | 0 | 0
3442 | 0.36026 | 0.00875 | 0 |  | 0 |  | 0 | 0 | 0 | 0 | 0 | 0
3443 | 0.36015 | 0.00959 | 0 |  | 0 |  | 0 | 0 | 0 | 0 | 0 | 0
3444 | 0.36005 | 0.01051 | 0 |  | 0 |  | 0 | 0 | 0 | 0 | 0 | 0
3445 | 0.35994 | 0.01132 | 0 |  | 0 |  | 0 | 0 | 0 | 0 | 0 | 0
3446 | 0.35984 | 0.01185 | 0 |  | 0 |  | 0 | 0 | 0 | 0 | 0 | 0
3447 | 0.35973 | 0.01209 | 0 |  | 0 |  | 0 | 0 | 0 | 0 | 0 | 0
3448 | 0.35963 | 0.01205 | 0 |  | 0 |  | 0 | 0 | 0 | 0 | 0 | 0
3449 | 0.35952 | 0.01173 | 0 |  | 0 |  | 0 | 0 | 0 | 0 | 0 | 0
3450 | 0.35942 | 0.01115 | 0 |  | 0 |  | 0 | 0 | 0 | 0 | 0 | 0
3451 | 0.35932 | 0.01035 | 0 |  | 0 |  | 0 | 0 | 0 | 0 | 0 | 0
3452 | 0.35921 | 0.00948 | 0 |  | 0 |  | 0 | 0 | 0 | 0 | 0 | 0
3453 | 0.35911 | 0.00873 | 0 |  | 0 |  | 0 | 0 | 0 | 0 | 0 | 0
3454 | 0.359 | 0.00828 | 0 |  | 0 |  | 0 | 0 | 0 | 0 | 0 | 0
3455 | 0.3589 | 0.00831 | 0 |  | 0 |  | 0 | 0 | 0 | 0 | 0 | 0
3456 | 0.3588 | 0.00894 | 0 |  | 0 |  | 0 | 0 | 0 | 0 | 0 | 0
3457 | 0.35869 | 0.00995 | 0 |  | 0 |  | 0 | 0 | 0 | 0 | 0 | 0
3458 | 0.35859 | 0.01108 | 0 |  | 0 |  | 0 | 0 | 0 | 0 | 0 | 0
3459 | 0.35849 | 0.01203 | 0 |  | 0 |  | 0 | 0 | 0 | 0 | 0 | 0
3460 | 0.35838 | 0.01253 | 0 |  | 0 |  | 0 | 0 | 0 | 0 | 0 | 0
3461 | 0.35828 | 0.01239 | 0 |  | 0 |  | 0 | 0 | 0 | 0 | 0 | 0
3462 | 0.35817 | 0.01178 | 0 |  | 0 |  | 0 | 0 | 0 | 0 | 0 | 0
3463 | 0.35807 | 0.01097 | 0 |  | 0 |  | 0 | 0 | 0 | 0 | 0 | 0
3464 | 0.35797 | 0.01023 | 0 |  | 0 |  | 0 | 0 | 0 | 0 | 0 | 0
3465 | 0.35786 | 0.00982 | 0 |  | 0 |  | 0 | 0 | 0 | 0 | 0 | 0
3466 | 0.35776 | 0.00993 | 0 |  | 0 |  | 0 | 0 | 0 | 0 | 0 | 0
3467 | 0.35766 | 0.01043 | 0 |  | 0 |  | 0 | 0 | 0 | 0 | 0 | 0
3468 | 0.35755 | 0.01112 | 0 |  | 0 |  | 0 | 0 | 0 | 0 | 0 | 0
3469 | 0.35745 | 0.0118 | 0 |  | 0 |  | 0 | 0 | 0 | 0 | 0 | 0
3470 | 0.35735 | 0.01226 | 0 |  | 0 |  | 0 | 0 | 0 | 0 | 0 | 0
3471 | 0.35725 | 0.01236 | 0 |  | 0 |  | 0 | 0 | 0 | 0 | 0 | 0
3472 | 0.35714 | 0.01215 | 0 |  | 0 |  | 0 | 0 | 0 | 0 | 0 | 0
3473 | 0.35704 | 0.01176 | 0 |  | 0 |  | 0 | 0 | 0 | 0 | 0 | 0
3474 | 0.35694 | 0.01132 | 0 |  | 0 |  | 0 | 0 | 0 | 0 | 0 | 0
3475 | 0.35683 | 0.01094 | 0 |  | 0 |  | 0 | 0 | 0 | 0 | 0 | 0
3476 | 0.35673 | 0.01073 | 0 |  | 0 |  | 0 | 0 | 0 | 0 | 0 | 0
3477 | 0.35663 | 0.01068 | 0 |  | 0 |  | 0 | 0 | 0 | 0 | 0 | 0
3478 | 0.35653 | 0.01077 | 0 |  | 0 |  | 0 | 0 | 0 | 0 | 0 | 0
3479 | 0.35642 | 0.01096 | 0 |  | 0 |  | 0 | 0 | 0 | 0 | 0 | 0
3480 | 0.35632 | 0.01122 | 0 |  | 0 |  | 0 | 0 | 0 | 0 | 0 | 0
3481 | 0.35622 | 0.01154 | 0 |  | 0 |  | 0 | 0 | 0 | 0 | 0 | 0
3482 | 0.35612 | 0.01184 | 0 |  | 0 |  | 0 | 0 | 0 | 0 | 0 | 0
3483 | 0.35601 | 0.01207 | 0 |  | 0 |  | 0 | 0 | 0 | 0 | 0 | 0
3484 | 0.35591 | 0.01218 | 0 |  | 0 |  | 0 | 0 | 0 | 0 | 0 | 0
3485 | 0.35581 | 0.01209 | 0 |  | 0 |  | 0 | 0 | 0 | 0 | 0 | 0
3486 | 0.35571 | 0.01179 | 0 |  | 0 |  | 0 | 0 | 0 | 0 | 0 | 0
3487 | 0.35561 | 0.01136 | 0 |  | 0 |  | 0 | 0 | 0 | 0 | 0 | 0
3488 | 0.3555 | 0.01091 | 0 |  | 0 |  | 0 | 0 | 0 | 0 | 0 | 0
3489 | 0.3554 | 0.01056 | 0 |  | 0 |  | 0 | 0 | 0 | 0 | 0 | 0
3490 | 0.3553 | 0.01042 | 0 |  | 0 |  | 0 | 0 | 0 | 0 | 0 | 0
3491 | 0.3552 | 0.01058 | 0 |  | 0 |  | 0 | 0 | 0 | 0 | 0 | 0
3492 | 0.3551 | 0.01095 | 0 |  | 0 |  | 0 | 0 | 0 | 0 | 0 | 0
3493 | 0.355 | 0.01143 | 0 |  | 0 |  | 0 | 0 | 0 | 0 | 0 | 0
3494 | 0.35489 | 0.01191 | 0 |  | 0 |  | 0 | 0 | 0 | 0 | 0 | 0
3495 | 0.35479 | 0.01227 | 0 |  | 0 |  | 0 | 0 | 0 | 0 | 0 | 0
3496 | 0.35469 | 0.01242 | 0 |  | 0 |  | 0 | 0 | 0 | 0 | 0 | 0
3497 | 0.35459 | 0.0124 | 0 |  | 0 |  | 0 | 0 | 0 | 0 | 0 | 0
3498 | 0.35449 | 0.01227 | 0 |  | 0 |  | 0 | 0 | 0 | 0 | 0 | 0
3499 | 0.35439 | 0.01209 | 0 |  | 0 |  | 0 | 0 | 0 | 0 | 0 | 0
3500 | 0.35429 | 0.01192 | 0 |  | 0 |  | 0 | 0 | 0 | 0 | 0 | 0
3501 | 0.35418 | 0.0118 | 0 |  | 0 |  | 0 | 0 | 0 | 0 | 0 | 0
3502 | 0.35408 | 0.01174 | 0 |  | 0 |  | 0 | 0 | 0 | 0 | 0 | 0
3503 | 0.35398 | 0.01173 | 0 |  | 0 |  | 0 | 0 | 0 | 0 | 0 | 0
3504 | 0.35388 | 0.01176 | 0 |  | 0 |  | 0 | 0 | 0 | 0 | 0 | 0
3505 | 0.35378 | 0.01181 | 0 |  | 0 |  | 0 | 0 | 0 | 0 | 0 | 0
3506 | 0.35368 | 0.01188 | 0 |  | 0 |  | 0 | 0 | 0 | 0 | 0 | 0
3507 | 0.35358 | 0.01194 | 0 |  | 0 |  | 0 | 0 | 0 | 0 | 0 | 0
3508 | 0.35348 | 0.01199 | 0 |  | 0 |  | 0 | 0 | 0 | 0 | 0 | 0
3509 | 0.35338 | 0.012 | 0 |  | 0 |  | 0 | 0 | 0 | 0 | 0 | 0
3510 | 0.35328 | 0.01196 | 0 |  | 0 |  | 0 | 0 | 0 | 0 | 0 | 0
3511 | 0.35318 | 0.01186 | 0 |  | 0 |  | 0 | 0 | 0 | 0 | 0 | 0
3512 | 0.35308 | 0.01173 | 0 |  | 0 |  | 0 | 0 | 0 | 0 | 0 | 0
3513 | 0.35297 | 0.01159 | 0 |  | 0 |  | 0 | 0 | 0 | 0 | 0 | 0
3514 | 0.35287 | 0.0115 | 0 |  | 0 |  | 0 | 0 | 0 | 0 | 0 | 0
3515 | 0.35277 | 0.01149 | 0 |  | 0 |  | 0 | 0 | 0 | 0 | 0 | 0
3516 | 0.35267 | 0.01158 | 0 |  | 0 |  | 0 | 0 | 0 | 0 | 0 | 0
3517 | 0.35257 | 0.01174 | 0 |  | 0 |  | 0 | 0 | 0 | 0 | 0 | 0
3518 | 0.35247 | 0.01192 | 0 |  | 0 |  | 0 | 0 | 0 | 0 | 0 | 0
3519 | 0.35237 | 0.01206 | 0 |  | 0 |  | 0 | 0 | 0 | 0 | 0 | 0
3520 | 0.35227 | 0.01212 | 0 |  | 0 |  | 0 | 0 | 0 | 0 | 0 | 0
3521 | 0.35217 | 0.01207 | 0 |  | 0 |  | 0 | 0 | 0 | 0 | 0 | 0
3522 | 0.35207 | 0.01193 | 0 |  | 0 |  | 0 | 0 | 0 | 0 | 0 | 0
3523 | 0.35197 | 0.01175 | 0 |  | 0 |  | 0 | 0 | 0 | 0 | 0 | 0
3524 | 0.35187 | 0.01156 | 0 |  | 0 |  | 0 | 0 | 0 | 0 | 0 | 0
3525 | 0.35177 | 0.01143 | 0 |  | 0 |  | 0 | 0 | 0 | 0 | 0 | 0
3526 | 0.35167 | 0.01137 | 0 |  | 0 |  | 0 | 0 | 0 | 0 | 0 | 0
3527 | 0.35157 | 0.01135 | 0 |  | 0 |  | 0 | 0 | 0 | 0 | 0 | 0
3528 | 0.35147 | 0.01133 | 0 |  | 0 |  | 0 | 0 | 0 | 0 | 0 | 0
3529 | 0.35137 | 0.01127 | 0 |  | 0 |  | 0 | 0 | 0 | 0 | 0 | 0
3530 | 0.35127 | 0.01113 | 0 |  | 0 |  | 0 | 0 | 0 | 0 | 0 | 0
3531 | 0.35118 | 0.01087 | 0 |  | 0 |  | 0 | 0 | 0 | 0 | 0 | 0
3532 | 0.35108 | 0.01052 | 0 |  | 0 |  | 0 | 0 | 0 | 0 | 0 | 0
3533 | 0.35098 | 0.01014 | 0 |  | 0 |  | 0 | 0 | 0 | 0 | 0 | 0
3534 | 0.35088 | 0.00977 | 0 |  | 0 |  | 0 | 0 | 0 | 0 | 0 | 0
3535 | 0.35078 | 0.00946 | 0 |  | 0 |  | 0 | 0 | 0 | 0 | 0 | 0
3536 | 0.35068 | 0.00924 | 0 |  | 0 |  | 0 | 0 | 0 | 0 | 0 | 0
3537 | 0.35058 | 0.00911 | 0 |  | 0 |  | 0 | 0 | 0 | 0 | 0 | 0
3538 | 0.35048 | 0.00904 | 0 |  | 0 |  | 0 | 0 | 0 | 0 | 0 | 0
3539 | 0.35038 | 0.00902 | 0 |  | 0 |  | 0 | 0 | 0 | 0 | 0 | 0
3540 | 0.35028 | 0.00903 | 0 |  | 0 |  | 0 | 0 | 0 | 0 | 0 | 0
3541 | 0.35018 | 0.00905 | 0 |  | 0 |  | 0 | 0 | 0 | 0 | 0 | 0
3542 | 0.35008 | 0.0091 | 0 |  | 0 |  | 0 | 0 | 0 | 0 | 0 | 0
3543 | 0.34999 | 0.00919 | 0 |  | 0 |  | 0 | 0 | 0 | 0 | 0 | 0
3544 | 0.34989 | 0.00933 | 0 |  | 0 |  | 0 | 0 | 0 | 0 | 0 | 0
3545 | 0.34979 | 0.00954 | 0 |  | 0 |  | 0 | 0 | 0 | 0 | 0 | 0
3546 | 0.34969 | 0.00983 | 0 |  | 0 |  | 0 | 0 | 0 | 0 | 0 | 0
3547 | 0.34959 | 0.01014 | 0 |  | 0 |  | 0 | 0 | 0 | 0 | 0 | 0
3548 | 0.34949 | 0.0104 | 0 |  | 0 |  | 0 | 0 | 0 | 0 | 0 | 0
3549 | 0.34939 | 0.01056 | 0 |  | 0 |  | 0 | 0 | 0 | 0 | 0 | 0
3550 | 0.3493 | 0.01054 | 0 |  | 0 |  | 0 | 0 | 0 | 0 | 0 | 0
3551 | 0.3492 | 0.0103 | 0 |  | 0 |  | 0 | 0 | 0 | 0 | 0 | 0
3552 | 0.3491 | 0.00993 | 0 |  | 0 |  | 0 | 0 | 0 | 0 | 0 | 0
3553 | 0.349 | 0.00953 | 0 |  | 0 |  | 0 | 0 | 0 | 0 | 0 | 0
3554 | 0.3489 | 0.0092 | 0 |  | 0 |  | 0 | 0 | 0 | 0 | 0 | 0
3555 | 0.3488 | 0.00906 | 0 |  | 0 |  | 0 | 0 | 0 | 0 | 0 | 0
3556 | 0.34871 | 0.00917 | 0 |  | 0 |  | 0 | 0 | 0 | 0 | 0 | 0
3557 | 0.34861 | 0.00948 | 0 |  | 0 |  | 0 | 0 | 0 | 0 | 0 | 0
3558 | 0.34851 | 0.00991 | 0 |  | 0 |  | 0 | 0 | 0 | 0 | 0 | 0
3559 | 0.34841 | 0.01037 | 0 |  | 0 |  | 0 | 0 | 0 | 0 | 0 | 0
3560 | 0.34831 | 0.0108 | 0 |  | 0 |  | 0 | 0 | 0 | 0 | 0 | 0
3561 | 0.34822 | 0.0111 | 0 |  | 0 |  | 0 | 0 | 0 | 0 | 0 | 0
3562 | 0.34812 | 0.01126 | 0 |  | 0 |  | 0 | 0 | 0 | 0 | 0 | 0
3563 | 0.34802 | 0.01128 | 0 |  | 0 |  | 0 | 0 | 0 | 0 | 0 | 0
3564 | 0.34792 | 0.01115 | 0 |  | 0 |  | 0 | 0 | 0 | 0 | 0 | 0
3565 | 0.34783 | 0.01085 | 0 |  | 0 |  | 0 | 0 | 0 | 0 | 0 | 0
3566 | 0.34773 | 0.0104 | 0 |  | 0 |  | 0 | 0 | 0 | 0 | 0 | 0
3567 | 0.34763 | 0.00985 | 0 |  | 0 |  | 0 | 0 | 0 | 0 | 0 | 0
3568 | 0.34753 | 0.00927 | 0 |  | 0 |  | 0 | 0 | 0 | 0 | 0 | 0
3569 | 0.34744 | 0.00875 | 0 |  | 0 |  | 0 | 0 | 0 | 0 | 0 | 0
3570 | 0.34734 | 0.00834 | 0 |  | 0 |  | 0 | 0 | 0 | 0 | 0 | 0
3571 | 0.34724 | 0.00811 | 0 |  | 0 |  | 0 | 0 | 0 | 0 | 0 | 0
3572 | 0.34714 | 0.00804 | 0 |  | 0 |  | 0 | 0 | 0 | 0 | 0 | 0
3573 | 0.34705 | 0.00813 | 0 |  | 0 |  | 0 | 0 | 0 | 0 | 0 | 0
3574 | 0.34695 | 0.00834 | 0 |  | 0 |  | 0 | 0 | 0 | 0 | 0 | 0
3575 | 0.34685 | 0.00864 | 0 |  | 0 |  | 0 | 0 | 0 | 0 | 0 | 0
3576 | 0.34676 | 0.00903 | 0 |  | 0 |  | 0 | 0 | 0 | 0 | 0 | 0
3577 | 0.34666 | 0.00943 | 0 |  | 0 |  | 0 | 0 | 0 | 0 | 0 | 0
3578 | 0.34656 | 0.00979 | 0 |  | 0 |  | 0 | 0 | 0 | 0 | 0 | 0
3579 | 0.34647 | 0.01007 | 0 |  | 0 |  | 0 | 0 | 0 | 0 | 0 | 0
3580 | 0.34637 | 0.01019 | 0 |  | 0 |  | 0 | 0 | 0 | 0 | 0 | 0
3581 | 0.34627 | 0.01012 | 0 |  | 0 |  | 0 | 0 | 0 | 0 | 0 | 0
3582 | 0.34618 | 0.00991 | 0 |  | 0 |  | 0 | 0 | 0 | 0 | 0 | 0
3583 | 0.34608 | 0.00964 | 0 |  | 0 |  | 0 | 0 | 0 | 0 | 0 | 0
3584 | 0.34598 | 0.00937 | 0 |  | 0 |  | 0 | 0 | 0 | 0 | 0 | 0
3585 | 0.34589 | 0.00917 | 0 |  | 0 |  | 0 | 0 | 0 | 0 | 0 | 0
3586 | 0.34579 | 0.00909 | 0 |  | 0 |  | 0 | 0 | 0 | 0 | 0 | 0
3587 | 0.34569 | 0.00912 | 0 |  | 0 |  | 0 | 0 | 0 | 0 | 0 | 0
3588 | 0.3456 | 0.00922 | 0 |  | 0 |  | 0 | 0 | 0 | 0 | 0 | 0
3589 | 0.3455 | 0.00934 | 0 |  | 0 |  | 0 | 0 | 0 | 0 | 0 | 0
3590 | 0.3454 | 0.00945 | 0 |  | 0 |  | 0 | 0 | 0 | 0 | 0 | 0
3591 | 0.34531 | 0.00952 | 0 |  | 0 |  | 0 | 0 | 0 | 0 | 0 | 0
3592 | 0.34521 | 0.00956 | 0 |  | 0 |  | 0 | 0 | 0 | 0 | 0 | 0
3593 | 0.34512 | 0.00959 | 0 |  | 0 |  | 0 | 0 | 0 | 0 | 0 | 0
3594 | 0.34502 | 0.00962 | 0 |  | 0 |  | 0 | 0 | 0 | 0 | 0 | 0
3595 | 0.34492 | 0.00967 | 0 |  | 0 |  | 0 | 0 | 0 | 0 | 0 | 0
3596 | 0.34483 | 0.00976 | 0 |  | 0 |  | 0 | 0 | 0 | 0 | 0 | 0
3597 | 0.34473 | 0.00988 | 0 |  | 0 |  | 0 | 0 | 0 | 0 | 0 | 0
3598 | 0.34464 | 0.01001 | 0 |  | 0 |  | 0 | 0 | 0 | 0 | 0 | 0
3599 | 0.34454 | 0.01014 | 0 |  | 0 |  | 0 | 0 | 0 | 0 | 0 | 0
3600 | 0.34444 | 0.01026 | 0 |  | 0 |  | 0 | 0 | 0 | 0 | 0 | 0
3601 | 0.34435 | 0.01036 | 0 |  | 0 |  | 0 | 0 | 0 | 0 | 0 | 0
3602 | 0.34425 | 0.01042 | 0 |  | 0 |  | 0 | 0 | 0 | 0 | 0 | 0
3603 | 0.34416 | 0.01045 | 0 |  | 0 |  | 0 | 0 | 0 | 0 | 0 | 0
3604 | 0.34406 | 0.01043 | 0 |  | 0 |  | 0 | 0 | 0 | 0 | 0 | 0
3605 | 0.34397 | 0.01036 | 0 |  | 0 |  | 0 | 0 | 0 | 0 | 0 | 0
3606 | 0.34387 | 0.01024 | 0 |  | 0 |  | 0 | 0 | 0 | 0 | 0 | 0
3607 | 0.34378 | 0.01007 | 0 |  | 0 |  | 0 | 0 | 0 | 0 | 0 | 0
3608 | 0.34368 | 0.00988 | 0 |  | 0 |  | 0 | 0 | 0 | 0 | 0 | 0
3609 | 0.34359 | 0.00968 | 0 |  | 0 |  | 0 | 0 | 0 | 0 | 0 | 0
3610 | 0.34349 | 0.00948 | 0 |  | 0 |  | 0 | 0 | 0 | 0 | 0 | 0
3611 | 0.3434 | 0.0093 | 0 |  | 0 |  | 0 | 0 | 0 | 0 | 0 | 0
3612 | 0.3433 | 0.00917 | 0 |  | 0 |  | 0 | 0 | 0 | 0 | 0 | 0
3613 | 0.34321 | 0.00913 | 0 |  | 0 |  | 0 | 0 | 0 | 0 | 0 | 0
3614 | 0.34311 | 0.00922 | 0 |  | 0 |  | 0 | 0 | 0 | 0 | 0 | 0
3615 | 0.34302 | 0.00947 | 0 |  | 0 |  | 0 | 0 | 0 | 0 | 0 | 0
3616 | 0.34292 | 0.0099 | 0 |  | 0 |  | 0 | 0 | 0 | 0 | 0 | 0
3617 | 0.34283 | 0.01043 | 0 |  | 0 |  | 0 | 0 | 0 | 0 | 0 | 0
3618 | 0.34273 | 0.01095 | 0 |  | 0 |  | 0 | 0 | 0 | 0 | 0 | 0
3619 | 0.34264 | 0.01138 | 0 |  | 0 |  | 0 | 0 | 0 | 0 | 0 | 0
3620 | 0.34254 | 0.01161 | 0 |  | 0 |  | 0 | 0 | 0 | 0 | 0 | 0
3621 | 0.34245 | 0.01158 | 0 |  | 0 |  | 0 | 0 | 0 | 0 | 0 | 0
3622 | 0.34235 | 0.01134 | 0 |  | 0 |  | 0 | 0 | 0 | 0 | 0 | 0
3623 | 0.34226 | 0.01097 | 0 |  | 0 |  | 0 | 0 | 0 | 0 | 0 | 0
3624 | 0.34216 | 0.01058 | 0 |  | 0 |  | 0 | 0 | 0 | 0 | 0 | 0
3625 | 0.34207 | 0.01024 | 0 |  | 0 |  | 0 | 0 | 0 | 0 | 0 | 0
3626 | 0.34197 | 0.01003 | 0 |  | 0 |  | 0 | 0 | 0 | 0 | 0 | 0
3627 | 0.34188 | 0.00992 | 0 |  | 0 |  | 0 | 0 | 0 | 0 | 0 | 0
3628 | 0.34179 | 0.0099 | 0 |  | 0 |  | 0 | 0 | 0 | 0 | 0 | 0
3629 | 0.34169 | 0.00992 | 0 |  | 0 |  | 0 | 0 | 0 | 0 | 0 | 0
3630 | 0.3416 | 0.00996 | 0 |  | 0 |  | 0 | 0 | 0 | 0 | 0 | 0
3631 | 0.3415 | 0.00997 | 0 |  | 0 |  | 0 | 0 | 0 | 0 | 0 | 0
3632 | 0.34141 | 0.01 | 0 |  | 0 |  | 0 | 0 | 0 | 0 | 0 | 0
3633 | 0.34132 | 0.01004 | 0 |  | 0 |  | 0 | 0 | 0 | 0 | 0 | 0
3634 | 0.34122 | 0.01013 | 0 |  | 0 |  | 0 | 0 | 0 | 0 | 0 | 0
3635 | 0.34113 | 0.0103 | 0 |  | 0 |  | 0 | 0 | 0 | 0 | 0 | 0
3636 | 0.34103 | 0.01055 | 0 |  | 0 |  | 0 | 0 | 0 | 0 | 0 | 0
3637 | 0.34094 | 0.01084 | 0 |  | 0 |  | 0 | 0 | 0 | 0 | 0 | 0
3638 | 0.34085 | 0.01113 | 0 |  | 0 |  | 0 | 0 | 0 | 0 | 0 | 0
3639 | 0.34075 | 0.01136 | 0 |  | 0 |  | 0 | 0 | 0 | 0 | 0 | 0
3640 | 0.34066 | 0.01148 | 0 |  | 0 |  | 0 | 0 | 0 | 0 | 0 | 0
3641 | 0.34057 | 0.01146 | 0 |  | 0 |  | 0 | 0 | 0 | 0 | 0 | 0
3642 | 0.34047 | 0.01132 | 0 |  | 0 |  | 0 | 0 | 0 | 0 | 0 | 0
3643 | 0.34038 | 0.01111 | 0 |  | 0 |  | 0 | 0 | 0 | 0 | 0 | 0
3644 | 0.34029 | 0.01085 | 0 |  | 0 |  | 0 | 0 | 0 | 0 | 0 | 0
3645 | 0.34019 | 0.0106 | 0 |  | 0 |  | 0 | 0 | 0 | 0 | 0 | 0
3646 | 0.3401 | 0.01038 | 0 |  | 0 |  | 0 | 0 | 0 | 0 | 0 | 0
3647 | 0.34001 | 0.01022 | 0 |  | 0 |  | 0 | 0 | 0 | 0 | 0 | 0
3648 | 0.33991 | 0.01011 | 0 |  | 0 |  | 0 | 0 | 0 | 0 | 0 | 0
3649 | 0.33982 | 0.01008 | 0 |  | 0 |  | 0 | 0 | 0 | 0 | 0 | 0
3650 | 0.33973 | 0.01012 | 0 |  | 0 |  | 0 | 0 | 0 | 0 | 0 | 0
3651 | 0.33963 | 0.01025 | 0 |  | 0 |  | 0 | 0 | 0 | 0 | 0 | 0
3652 | 0.33954 | 0.01043 | 0 |  | 0 |  | 0 | 0 | 0 | 0 | 0 | 0
3653 | 0.33945 | 0.01064 | 0 |  | 0 |  | 0 | 0 | 0 | 0 | 0 | 0
3654 | 0.33935 | 0.01083 | 0 |  | 0 |  | 0 | 0 | 0 | 0 | 0 | 0
3655 | 0.33926 | 0.01098 | 0 |  | 0 |  | 0 | 0 | 0 | 0 | 0 | 0
3656 | 0.33917 | 0.01106 | 0 |  | 0 |  | 0 | 0 | 0 | 0 | 0 | 0
3657 | 0.33908 | 0.01108 | 0 |  | 0 |  | 0 | 0 | 0 | 0 | 0 | 0
3658 | 0.33898 | 0.01105 | 0 |  | 0 |  | 0 | 0 | 0 | 0 | 0 | 0
3659 | 0.33889 | 0.01099 | 0 |  | 0 |  | 0 | 0 | 0 | 0 | 0 | 0
3660 | 0.3388 | 0.01091 | 0 |  | 0 |  | 0 | 0 | 0 | 0 | 0 | 0
3661 | 0.33871 | 0.01083 | 0 |  | 0 |  | 0 | 0 | 0 | 0 | 0 | 0
3662 | 0.33861 | 0.01074 | 0 |  | 0 |  | 0 | 0 | 0 | 0 | 0 | 0
3663 | 0.33852 | 0.01062 | 0 |  | 0 |  | 0 | 0 | 0 | 0 | 0 | 0
3664 | 0.33843 | 0.01046 | 0 |  | 0 |  | 0 | 0 | 0 | 0 | 0 | 0
3665 | 0.33834 | 0.01025 | 0 |  | 0 |  | 0 | 0 | 0 | 0 | 0 | 0
3666 | 0.33824 | 0.00998 | 0 |  | 0 |  | 0 | 0 | 0 | 0 | 0 | 0
3667 | 0.33815 | 0.00963 | 0 |  | 0 |  | 0 | 0 | 0 | 0 | 0 | 0
3668 | 0.33806 | 0.00917 | 0 |  | 0 |  | 0 | 0 | 0 | 0 | 0 | 0
3669 | 0.33797 | 0.0086 | 0 |  | 0 |  | 0 | 0 | 0 | 0 | 0 | 0
3670 | 0.33787 | 0.0079 | 0 |  | 0 |  | 0 | 0 | 0 | 0 | 0 | 0
3671 | 0.33778 | 0.00707 | 0 |  | 0 |  | 0 | 0 | 0 | 0 | 0 | 0
3672 | 0.33769 | 0.00621 | 0 |  | 0 |  | 0 | 0 | 0 | 0 | 0 | 0
3673 | 0.3376 | 0.00547 | 0 |  | 0 |  | 0 | 0 | 0 | 0 | 0 | 0
3674 | 0.33751 | 0.00496 | 0 |  | 0 |  | 0 | 0 | 0 | 0 | 0 | 0
3675 | 0.33741 | 0.00483 | 0 |  | 0 |  | 0 | 0 | 0 | 0 | 0 | 0
3676 | 0.33732 | 0.00515 | 0 |  | 0 |  | 0 | 0 | 0 | 0 | 0 | 0
3677 | 0.33723 | 0.00581 | 0 |  | 0 |  | 0 | 0 | 0 | 0 | 0 | 0
3678 | 0.33714 | 0.00667 | 0 |  | 0 |  | 0 | 0 | 0 | 0 | 0 | 0
3679 | 0.33705 | 0.00756 | 0 |  | 0 |  | 0 | 0 | 0 | 0 | 0 | 0
3680 | 0.33696 | 0.00833 | 0 |  | 0 |  | 0 | 0 | 0 | 0 | 0 | 0
3681 | 0.33686 | 0.00887 | 0 |  | 0 |  | 0 | 0 | 0 | 0 | 0 | 0
3682 | 0.33677 | 0.00919 | 0 |  | 0 |  | 0 | 0 | 0 | 0 | 0 | 0
3683 | 0.33668 | 0.00935 | 0 |  | 0 |  | 0 | 0 | 0 | 0 | 0 | 0
3684 | 0.33659 | 0.00941 | 0 |  | 0 |  | 0 | 0 | 0 | 0 | 0 | 0
3685 | 0.3365 | 0.00944 | 0 |  | 0 |  | 0 | 0 | 0 | 0 | 0 | 0
3686 | 0.33641 | 0.00947 | 0 |  | 0 |  | 0 | 0 | 0 | 0 | 0 | 0
3687 | 0.33632 | 0.00951 | 0 |  | 0 |  | 0 | 0 | 0 | 0 | 0 | 0
3688 | 0.33623 | 0.00957 | 0 |  | 0 |  | 0 | 0 | 0 | 0 | 0 | 0
3689 | 0.33613 | 0.00963 | 0 |  | 0 |  | 0 | 0 | 0 | 0 | 0 | 0
3690 | 0.33604 | 0.00969 | 0 |  | 0 |  | 0 | 0 | 0 | 0 | 0 | 0
3691 | 0.33595 | 0.00976 | 0 |  | 0 |  | 0 | 0 | 0 | 0 | 0 | 0
3692 | 0.33586 | 0.00983 | 0 |  | 0 |  | 0 | 0 | 0 | 0 | 0 | 0
3693 | 0.33577 | 0.00991 | 0 |  | 0 |  | 0 | 0 | 0 | 0 | 0 | 0
3694 | 0.33568 | 0.01001 | 0 |  | 0 |  | 0 | 0 | 0 | 0 | 0 | 0
3695 | 0.33559 | 0.01013 | 0 |  | 0 |  | 0 | 0 | 0 | 0 | 0 | 0
3696 | 0.3355 | 0.01028 | 0 |  | 0 |  | 0 | 0 | 0 | 0 | 0 | 0
3697 | 0.33541 | 0.01044 | 0 |  | 0 |  | 0 | 0 | 0 | 0 | 0 | 0
3698 | 0.33532 | 0.0106 | 0 |  | 0 |  | 0 | 0 | 0 | 0 | 0 | 0
3699 | 0.33523 | 0.01075 | 0 |  | 0 |  | 0 | 0 | 0 | 0 | 0 | 0
3700 | 0.33514 | 0.01088 | 0 |  | 0 |  | 0 | 0 | 0 | 0 | 0 | 0
3701 | 0.33504 | 0.01097 | 0 |  | 0 |  | 0 | 0 | 0 | 0 | 0 | 0
3702 | 0.33495 | 0.01102 | 0 |  | 0 |  | 0 | 0 | 0 | 0 | 0 | 0
3703 | 0.33486 | 0.01101 | 0 |  | 0 |  | 0 | 0 | 0 | 0 | 0 | 0
3704 | 0.33477 | 0.01093 | 0 |  | 0 |  | 0 | 0 | 0 | 0 | 0 | 0
3705 | 0.33468 | 0.01077 | 0 |  | 0 |  | 0 | 0 | 0 | 0 | 0 | 0
3706 | 0.33459 | 0.01053 | 0 |  | 0 |  | 0 | 0 | 0 | 0 | 0 | 0
3707 | 0.3345 | 0.01024 | 0 |  | 0 |  | 0 | 0 | 0 | 0 | 0 | 0
3708 | 0.33441 | 0.00992 | 0 |  | 0 |  | 0 | 0 | 0 | 0 | 0 | 0
3709 | 0.33432 | 0.00962 | 0 |  | 0 |  | 0 | 0 | 0 | 0 | 0 | 0
3710 | 0.33423 | 0.00936 | 0 |  | 0 |  | 0 | 0 | 0 | 0 | 0 | 0
3711 | 0.33414 | 0.00918 | 0 |  | 0 |  | 0 | 0 | 0 | 0 | 0 | 0
3712 | 0.33405 | 0.00908 | 0 |  | 0 |  | 0 | 0 | 0 | 0 | 0 | 0
3713 | 0.33396 | 0.00906 | 0 |  | 0 |  | 0 | 0 | 0 | 0 | 0 | 0
3714 | 0.33387 | 0.00911 | 0 |  | 0 |  | 0 | 0 | 0 | 0 | 0 | 0
3715 | 0.33378 | 0.00923 | 0 |  | 0 |  | 0 | 0 | 0 | 0 | 0 | 0
3716 | 0.33369 | 0.00941 | 0 |  | 0 |  | 0 | 0 | 0 | 0 | 0 | 0
3717 | 0.3336 | 0.00963 | 0 |  | 0 |  | 0 | 0 | 0 | 0 | 0 | 0
3718 | 0.33351 | 0.00988 | 0 |  | 0 |  | 0 | 0 | 0 | 0 | 0 | 0
3719 | 0.33342 | 0.01014 | 0 |  | 0 |  | 0 | 0 | 0 | 0 | 0 | 0
3720 | 0.33333 | 0.01038 | 0 |  | 0 |  | 0 | 0 | 0 | 0 | 0 | 0
3721 | 0.33324 | 0.01058 | 0 |  | 0 |  | 0 | 0 | 0 | 0 | 0 | 0
3722 | 0.33315 | 0.01072 | 0 |  | 0 |  | 0 | 0 | 0 | 0 | 0 | 0
3723 | 0.33306 | 0.0108 | 0 |  | 0 |  | 0 | 0 | 0 | 0 | 0 | 0
3724 | 0.33298 | 0.0108 | 0 |  | 0 |  | 0 | 0 | 0 | 0 | 0 | 0
3725 | 0.33289 | 0.0107 | 0 |  | 0 |  | 0 | 0 | 0 | 0 | 0 | 0
3726 | 0.3328 | 0.01049 | 0 |  | 0 |  | 0 | 0 | 0 | 0 | 0 | 0
3727 | 0.33271 | 0.01021 | 0 |  | 0 |  | 0 | 0 | 0 | 0 | 0 | 0
3728 | 0.33262 | 0.00989 | 0 |  | 0 |  | 0 | 0 | 0 | 0 | 0 | 0
3729 | 0.33253 | 0.00956 | 0 |  | 0 |  | 0 | 0 | 0 | 0 | 0 | 0
3730 | 0.33244 | 0.00927 | 0 |  | 0 |  | 0 | 0 | 0 | 0 | 0 | 0
3731 | 0.33235 | 0.00904 | 0 |  | 0 |  | 0 | 0 | 0 | 0 | 0 | 0
3732 | 0.33226 | 0.00887 | 0 |  | 0 |  | 0 | 0 | 0 | 0 | 0 | 0
3733 | 0.33217 | 0.00875 | 0 |  | 0 |  | 0 | 0 | 0 | 0 | 0 | 0
3734 | 0.33208 | 0.00865 | 0 |  | 0 |  | 0 | 0 | 0 | 0 | 0 | 0
3735 | 0.33199 | 0.00858 | 0 |  | 0 |  | 0 | 0 | 0 | 0 | 0 | 0
3736 | 0.33191 | 0.00853 | 0 |  | 0 |  | 0 | 0 | 0 | 0 | 0 | 0
3737 | 0.33182 | 0.0085 | 0 |  | 0 |  | 0 | 0 | 0 | 0 | 0 | 0
3738 | 0.33173 | 0.00853 | 0 |  | 0 |  | 0 | 0 | 0 | 0 | 0 | 0
3739 | 0.33164 | 0.00864 | 0 |  | 0 |  | 0 | 0 | 0 | 0 | 0 | 0
3740 | 0.33155 | 0.00885 | 0 |  | 0 |  | 0 | 0 | 0 | 0 | 0 | 0
3741 | 0.33146 | 0.00916 | 0 |  | 0 |  | 0 | 0 | 0 | 0 | 0 | 0
3742 | 0.33137 | 0.00954 | 0 |  | 0 |  | 0 | 0 | 0 | 0 | 0 | 0
3743 | 0.33129 | 0.0099 | 0 |  | 0 |  | 0 | 0 | 0 | 0 | 0 | 0
3744 | 0.3312 | 0.01018 | 0 |  | 0 |  | 0 | 0 | 0 | 0 | 0 | 0
3745 | 0.33111 | 0.01033 | 0 |  | 0 |  | 0 | 0 | 0 | 0 | 0 | 0
3746 | 0.33102 | 0.01029 | 0 |  | 0 |  | 0 | 0 | 0 | 0 | 0 | 0
3747 | 0.33093 | 0.01011 | 0 |  | 0 |  | 0 | 0 | 0 | 0 | 0 | 0
3748 | 0.33084 | 0.00984 | 0 |  | 0 |  | 0 | 0 | 0 | 0 | 0 | 0
3749 | 0.33075 | 0.00955 | 0 |  | 0 |  | 0 | 0 | 0 | 0 | 0 | 0
3750 | 0.33067 | 0.00929 | 0 |  | 0 |  | 0 | 0 | 0 | 0 | 0 | 0
3751 | 0.33058 | 0.00912 | 0 |  | 0 |  | 0 | 0 | 0 | 0 | 0 | 0
3752 | 0.33049 | 0.00902 | 0 |  | 0 |  | 0 | 0 | 0 | 0 | 0 | 0
3753 | 0.3304 | 0.00899 | 0 |  | 0 |  | 0 | 0 | 0 | 0 | 0 | 0
3754 | 0.33031 | 0.00898 | 0 |  | 0 |  | 0 | 0 | 0 | 0 | 0 | 0
3755 | 0.33023 | 0.00899 | 0 |  | 0 |  | 0 | 0 | 0 | 0 | 0 | 0
3756 | 0.33014 | 0.009 | 0 |  | 0 |  | 0 | 0 | 0 | 0 | 0 | 0
3757 | 0.33005 | 0.00899 | 0 |  | 0 |  | 0 | 0 | 0 | 0 | 0 | 0
3758 | 0.32996 | 0.00897 | 0 |  | 0 |  | 0 | 0 | 0 | 0 | 0 | 0
3759 | 0.32987 | 0.00893 | 0 |  | 0 |  | 0 | 0 | 0 | 0 | 0 | 0
3760 | 0.32979 | 0.00886 | 0 |  | 0 |  | 0 | 0 | 0 | 0 | 0 | 0
3761 | 0.3297 | 0.00877 | 0 |  | 0 |  | 0 | 0 | 0 | 0 | 0 | 0
3762 | 0.32961 | 0.00867 | 0 |  | 0 |  | 0 | 0 | 0 | 0 | 0 | 0
3763 | 0.32952 | 0.00859 | 0 |  | 0 |  | 0 | 0 | 0 | 0 | 0 | 0
3764 | 0.32944 | 0.00854 | 0 |  | 0 |  | 0 | 0 | 0 | 0 | 0 | 0
3765 | 0.32935 | 0.00855 | 0 |  | 0 |  | 0 | 0 | 0 | 0 | 0 | 0
3766 | 0.32926 | 0.00863 | 0 |  | 0 |  | 0 | 0 | 0 | 0 | 0 | 0
3767 | 0.32917 | 0.00876 | 0 |  | 0 |  | 0 | 0 | 0 | 0 | 0 | 0
3768 | 0.32909 | 0.00891 | 0 |  | 0 |  | 0 | 0 | 0 | 0 | 0 | 0
3769 | 0.329 | 0.00904 | 0 |  | 0 |  | 0 | 0 | 0 | 0 | 0 | 0
3770 | 0.32891 | 0.00912 | 0 |  | 0 |  | 0 | 0 | 0 | 0 | 0 | 0
3771 | 0.32883 | 0.00914 | 0 |  | 0 |  | 0 | 0 | 0 | 0 | 0 | 0
3772 | 0.32874 | 0.00911 | 0 |  | 0 |  | 0 | 0 | 0 | 0 | 0 | 0
3773 | 0.32865 | 0.00907 | 0 |  | 0 |  | 0 | 0 | 0 | 0 | 0 | 0
3774 | 0.32856 | 0.00904 | 0 |  | 0 |  | 0 | 0 | 0 | 0 | 0 | 0
3775 | 0.32848 | 0.00905 | 0 |  | 0 |  | 0 | 0 | 0 | 0 | 0 | 0
3776 | 0.32839 | 0.00913 | 0 |  | 0 |  | 0 | 0 | 0 | 0 | 0 | 0
3777 | 0.3283 | 0.00926 | 0 |  | 0 |  | 0 | 0 | 0 | 0 | 0 | 0
3778 | 0.32822 | 0.0094 | 0 |  | 0 |  | 0 | 0 | 0 | 0 | 0 | 0
3779 | 0.32813 | 0.00951 | 0 |  | 0 |  | 0 | 0 | 0 | 0 | 0 | 0
3780 | 0.32804 | 0.00957 | 0 |  | 0 |  | 0 | 0 | 0 | 0 | 0 | 0
3781 | 0.32796 | 0.00955 | 0 |  | 0 |  | 0 | 0 | 0 | 0 | 0 | 0
3782 | 0.32787 | 0.00946 | 0 |  | 0 |  | 0 | 0 | 0 | 0 | 0 | 0
3783 | 0.32778 | 0.00929 | 0 |  | 0 |  | 0 | 0 | 0 | 0 | 0 | 0
3784 | 0.3277 | 0.00907 | 0 |  | 0 |  | 0 | 0 | 0 | 0 | 0 | 0
3785 | 0.32761 | 0.00881 | 0 |  | 0 |  | 0 | 0 | 0 | 0 | 0 | 0
3786 | 0.32752 | 0.00852 | 0 |  | 0 |  | 0 | 0 | 0 | 0 | 0 | 0
3787 | 0.32744 | 0.00824 | 0 |  | 0 |  | 0 | 0 | 0 | 0 | 0 | 0
3788 | 0.32735 | 0.00799 | 0 |  | 0 |  | 0 | 0 | 0 | 0 | 0 | 0
3789 | 0.32726 | 0.00782 | 0 |  | 0 |  | 0 | 0 | 0 | 0 | 0 | 0
3790 | 0.32718 | 0.00776 | 0 |  | 0 |  | 0 | 0 | 0 | 0 | 0 | 0
3791 | 0.32709 | 0.00782 | 0 |  | 0 |  | 0 | 0 | 0 | 0 | 0 | 0
3792 | 0.327 | 0.008 | 0 |  | 0 |  | 0 | 0 | 0 | 0 | 0 | 0
3793 | 0.32692 | 0.00826 | 0 |  | 0 |  | 0 | 0 | 0 | 0 | 0 | 0
3794 | 0.32683 | 0.00856 | 0 |  | 0 |  | 0 | 0 | 0 | 0 | 0 | 0
3795 | 0.32675 | 0.00887 | 0 |  | 0 |  | 0 | 0 | 0 | 0 | 0 | 0
3796 | 0.32666 | 0.00916 | 0 |  | 0 |  | 0 | 0 | 0 | 0 | 0 | 0
3797 | 0.32657 | 0.00942 | 0 |  | 0 |  | 0 | 0 | 0 | 0 | 0 | 0
3798 | 0.32649 | 0.00963 | 0 |  | 0 |  | 0 | 0 | 0 | 0 | 0 | 0
3799 | 0.3264 | 0.00978 | 0 |  | 0 |  | 0 | 0 | 0 | 0 | 0 | 0
3800 | 0.32632 | 0.00986 | 0 |  | 0 |  | 0 | 0 | 0 | 0 | 0 | 0
3801 | 0.32623 | 0.00986 | 0 |  | 0 |  | 0 | 0 | 0 | 0 | 0 | 0
3802 | 0.32614 | 0.00978 | 0 |  | 0 |  | 0 | 0 | 0 | 0 | 0 | 0
3803 | 0.32606 | 0.00966 | 0 |  | 0 |  | 0 | 0 | 0 | 0 | 0 | 0
3804 | 0.32597 | 0.00949 | 0 |  | 0 |  | 0 | 0 | 0 | 0 | 0 | 0
3805 | 0.32589 | 0.0093 | 0 |  | 0 |  | 0 | 0 | 0 | 0 | 0 | 0
3806 | 0.3258 | 0.00911 | 0 |  | 0 |  | 0 | 0 | 0 | 0 | 0 | 0
3807 | 0.32572 | 0.00891 | 0 |  | 0 |  | 0 | 0 | 0 | 0 | 0 | 0
3808 | 0.32563 | 0.0087 | 0 |  | 0 |  | 0 | 0 | 0 | 0 | 0 | 0
3809 | 0.32554 | 0.00848 | 0 |  | 0 |  | 0 | 0 | 0 | 0 | 0 | 0
3810 | 0.32546 | 0.00825 | 0 |  | 0 |  | 0 | 0 | 0 | 0 | 0 | 0
3811 | 0.32537 | 0.00801 | 0 |  | 0 |  | 0 | 0 | 0 | 0 | 0 | 0
3812 | 0.32529 | 0.0078 | 0 |  | 0 |  | 0 | 0 | 0 | 0 | 0 | 0
3813 | 0.3252 | 0.00766 | 0 |  | 0 |  | 0 | 0 | 0 | 0 | 0 | 0
3814 | 0.32512 | 0.00763 | 0 |  | 0 |  | 0 | 0 | 0 | 0 | 0 | 0
3815 | 0.32503 | 0.00776 | 0 |  | 0 |  | 0 | 0 | 0 | 0 | 0 | 0
3816 | 0.32495 | 0.00806 | 0 |  | 0 |  | 0 | 0 | 0 | 0 | 0 | 0
3817 | 0.32486 | 0.00848 | 0 |  | 0 |  | 0 | 0 | 0 | 0 | 0 | 0
3818 | 0.32478 | 0.00894 | 0 |  | 0 |  | 0 | 0 | 0 | 0 | 0 | 0
3819 | 0.32469 | 0.00936 | 0 |  | 0 |  | 0 | 0 | 0 | 0 | 0 | 0
3820 | 0.32461 | 0.00966 | 0 |  | 0 |  | 0 | 0 | 0 | 0 | 0 | 0
3821 | 0.32452 | 0.00977 | 0 |  | 0 |  | 0 | 0 | 0 | 0 | 0 | 0
3822 | 0.32444 | 0.00975 | 0 |  | 0 |  | 0 | 0 | 0 | 0 | 0 | 0
3823 | 0.32435 | 0.00966 | 0 |  | 0 |  | 0 | 0 | 0 | 0 | 0 | 0
3824 | 0.32427 | 0.00955 | 0 |  | 0 |  | 0 | 0 | 0 | 0 | 0 | 0
3825 | 0.32418 | 0.00951 | 0 |  | 0 |  | 0 | 0 | 0 | 0 | 0 | 0
3826 | 0.3241 | 0.00956 | 0 |  | 0 |  | 0 | 0 | 0 | 0 | 0 | 0
3827 | 0.32401 | 0.00966 | 0 |  | 0 |  | 0 | 0 | 0 | 0 | 0 | 0
3828 | 0.32393 | 0.00974 | 0 |  | 0 |  | 0 | 0 | 0 | 0 | 0 | 0
3829 | 0.32384 | 0.00975 | 0 |  | 0 |  | 0 | 0 | 0 | 0 | 0 | 0
3830 | 0.32376 | 0.00959 | 0 |  | 0 |  | 0 | 0 | 0 | 0 | 0 | 0
3831 | 0.32368 | 0.00925 | 0 |  | 0 |  | 0 | 0 | 0 | 0 | 0 | 0
3832 | 0.32359 | 0.00878 | 0 |  | 0 |  | 0 | 0 | 0 | 0 | 0 | 0
3833 | 0.32351 | 0.0083 | 0 |  | 0 |  | 0 | 0 | 0 | 0 | 0 | 0
3834 | 0.32342 | 0.0079 | 0 |  | 0 |  | 0 | 0 | 0 | 0 | 0 | 0
3835 | 0.32334 | 0.00769 | 0 |  | 0 |  | 0 | 0 | 0 | 0 | 0 | 0
3836 | 0.32325 | 0.00774 | 0 |  | 0 |  | 0 | 0 | 0 | 0 | 0 | 0
3837 | 0.32317 | 0.00799 | 0 |  | 0 |  | 0 | 0 | 0 | 0 | 0 | 0
3838 | 0.32308 | 0.00834 | 0 |  | 0 |  | 0 | 0 | 0 | 0 | 0 | 0
3839 | 0.323 | 0.0087 | 0 |  | 0 |  | 0 | 0 | 0 | 0 | 0 | 0
3840 | 0.32292 | 0.00898 | 0 |  | 0 |  | 0 | 0 | 0 | 0 | 0 | 0
3841 | 0.32283 | 0.0091 | 0 |  | 0 |  | 0 | 0 | 0 | 0 | 0 | 0
3842 | 0.32275 | 0.00909 | 0 |  | 0 |  | 0 | 0 | 0 | 0 | 0 | 0
3843 | 0.32266 | 0.009 | 0 |  | 0 |  | 0 | 0 | 0 | 0 | 0 | 0
3844 | 0.32258 | 0.00888 | 0 |  | 0 |  | 0 | 0 | 0 | 0 | 0 | 0
3845 | 0.3225 | 0.00878 | 0 |  | 0 |  | 0 | 0 | 0 | 0 | 0 | 0
3846 | 0.32241 | 0.00874 | 0 |  | 0 |  | 0 | 0 | 0 | 0 | 0 | 0
3847 | 0.32233 | 0.00874 | 0 |  | 0 |  | 0 | 0 | 0 | 0 | 0 | 0
3848 | 0.32225 | 0.00877 | 0 |  | 0 |  | 0 | 0 | 0 | 0 | 0 | 0
3849 | 0.32216 | 0.0088 | 0 |  | 0 |  | 0 | 0 | 0 | 0 | 0 | 0
3850 | 0.32208 | 0.00883 | 0 |  | 0 |  | 0 | 0 | 0 | 0 | 0 | 0
3851 | 0.32199 | 0.00882 | 0 |  | 0 |  | 0 | 0 | 0 | 0 | 0 | 0
3852 | 0.32191 | 0.00878 | 0 |  | 0 |  | 0 | 0 | 0 | 0 | 0 | 0
3853 | 0.32183 | 0.00871 | 0 |  | 0 |  | 0 | 0 | 0 | 0 | 0 | 0
3854 | 0.32174 | 0.00862 | 0 |  | 0 |  | 0 | 0 | 0 | 0 | 0 | 0
3855 | 0.32166 | 0.00851 | 0 |  | 0 |  | 0 | 0 | 0 | 0 | 0 | 0
3856 | 0.32158 | 0.00838 | 0 |  | 0 |  | 0 | 0 | 0 | 0 | 0 | 0
3857 | 0.32149 | 0.00825 | 0 |  | 0 |  | 0 | 0 | 0 | 0 | 0 | 0
3858 | 0.32141 | 0.00813 | 0 |  | 0 |  | 0 | 0 | 0 | 0 | 0 | 0
3859 | 0.32133 | 0.00804 | 0 |  | 0 |  | 0 | 0 | 0 | 0 | 0 | 0
3860 | 0.32124 | 0.00799 | 0 |  | 0 |  | 0 | 0 | 0 | 0 | 0 | 0
3861 | 0.32116 | 0.008 | 0 |  | 0 |  | 0 | 0 | 0 | 0 | 0 | 0
3862 | 0.32108 | 0.00804 | 0 |  | 0 |  | 0 | 0 | 0 | 0 | 0 | 0
3863 | 0.32099 | 0.00809 | 0 |  | 0 |  | 0 | 0 | 0 | 0 | 0 | 0
3864 | 0.32091 | 0.00812 | 0 |  | 0 |  | 0 | 0 | 0 | 0 | 0 | 0
3865 | 0.32083 | 0.0081 | 0 |  | 0 |  | 0 | 0 | 0 | 0 | 0 | 0
3866 | 0.32074 | 0.00802 | 0 |  | 0 |  | 0 | 0 | 0 | 0 | 0 | 0
3867 | 0.32066 | 0.00788 | 0 |  | 0 |  | 0 | 0 | 0 | 0 | 0 | 0
3868 | 0.32058 | 0.00772 | 0 |  | 0 |  | 0 | 0 | 0 | 0 | 0 | 0
3869 | 0.3205 | 0.00754 | 0 |  | 0 |  | 0 | 0 | 0 | 0 | 0 | 0
3870 | 0.32041 | 0.00736 | 0 |  | 0 |  | 0 | 0 | 0 | 0 | 0 | 0
3871 | 0.32033 | 0.00721 | 0 |  | 0 |  | 0 | 0 | 0 | 0 | 0 | 0
3872 | 0.32025 | 0.00707 | 0 |  | 0 |  | 0 | 0 | 0 | 0 | 0 | 0
3873 | 0.32017 | 0.00695 | 0 |  | 0 |  | 0 | 0 | 0 | 0 | 0 | 0
3874 | 0.32008 | 0.00685 | 0 |  | 0 |  | 0 | 0 | 0 | 0 | 0 | 0
3875 | 0.32 | 0.00676 | 0 |  | 0 |  | 0 | 0 | 0 | 0 | 0 | 0
3876 | 0.31992 | 0.00668 | 0 |  | 0 |  | 0 | 0 | 0 | 0 | 0 | 0
3877 | 0.31983 | 0.00661 | 0 |  | 0 |  | 0 | 0 | 0 | 0 | 0 | 0
3878 | 0.31975 | 0.00656 | 0 |  | 0 |  | 0 | 0 | 0 | 0 | 0 | 0
3879 | 0.31967 | 0.00653 | 0 |  | 0 |  | 0 | 0 | 0 | 0 | 0 | 0
3880 | 0.31959 | 0.00653 | 0 |  | 0 |  | 0 | 0 | 0 | 0 | 0 | 0
3881 | 0.31951 | 0.00656 | 0 |  | 0 |  | 0 | 0 | 0 | 0 | 0 | 0
3882 | 0.31942 | 0.00661 | 0 |  | 0 |  | 0 | 0 | 0 | 0 | 0 | 0
3883 | 0.31934 | 0.00667 | 0 |  | 0 |  | 0 | 0 | 0 | 0 | 0 | 0
3884 | 0.31926 | 0.00673 | 0 |  | 0 |  | 0 | 0 | 0 | 0 | 0 | 0
3885 | 0.31918 | 0.00677 | 0 |  | 0 |  | 0 | 0 | 0 | 0 | 0 | 0
3886 | 0.31909 | 0.00679 | 0 |  | 0 |  | 0 | 0 | 0 | 0 | 0 | 0
3887 | 0.31901 | 0.0068 | 0 |  | 0 |  | 0 | 0 | 0 | 0 | 0 | 0
3888 | 0.31893 | 0.00681 | 0 |  | 0 |  | 0 | 0 | 0 | 0 | 0 | 0
3889 | 0.31885 | 0.00683 | 0 |  | 0 |  | 0 | 0 | 0 | 0 | 0 | 0
3890 | 0.31877 | 0.00688 | 0 |  | 0 |  | 0 | 0 | 0 | 0 | 0 | 0
3891 | 0.31868 | 0.00697 | 0 |  | 0 |  | 0 | 0 | 0 | 0 | 0 | 0
3892 | 0.3186 | 0.00708 | 0 |  | 0 |  | 0 | 0 | 0 | 0 | 0 | 0
3893 | 0.31852 | 0.00721 | 0 |  | 0 |  | 0 | 0 | 0 | 0 | 0 | 0
3894 | 0.31844 | 0.00735 | 0 |  | 0 |  | 0 | 0 | 0 | 0 | 0 | 0
3895 | 0.31836 | 0.00748 | 0 |  | 0 |  | 0 | 0 | 0 | 0 | 0 | 0
3896 | 0.31828 | 0.00759 | 0 |  | 0 |  | 0 | 0 | 0 | 0 | 0 | 0
3897 | 0.31819 | 0.00769 | 0 |  | 0 |  | 0 | 0 | 0 | 0 | 0 | 0
3898 | 0.31811 | 0.00778 | 0 |  | 0 |  | 0 | 0 | 0 | 0 | 0 | 0
3899 | 0.31803 | 0.00786 | 0 |  | 0 |  | 0 | 0 | 0 | 0 | 0 | 0
3900 | 0.31795 | 0.00793 | 0 |  | 0 |  | 0 | 0 | 0 | 0 | 0 | 0
3901 | 0.31787 | 0.00798 | 0 |  | 0 |  | 0 | 0 | 0 | 0 | 0 | 0
3902 | 0.31779 | 0.00802 | 0 |  | 0 |  | 0 | 0 | 0 | 0 | 0 | 0
3903 | 0.3177 | 0.00803 | 0 |  | 0 |  | 0 | 0 | 0 | 0 | 0 | 0
3904 | 0.31762 | 0.008 | 0 |  | 0 |  | 0 | 0 | 0 | 0 | 0 | 0
3905 | 0.31754 | 0.00793 | 0 |  | 0 |  | 0 | 0 | 0 | 0 | 0 | 0
3906 | 0.31746 | 0.0078 | 0 |  | 0 |  | 0 | 0 | 0 | 0 | 0 | 0
3907 | 0.31738 | 0.00763 | 0 |  | 0 |  | 0 | 0 | 0 | 0 | 0 | 0
3908 | 0.3173 | 0.00745 | 0 |  | 0 |  | 0 | 0 | 0 | 0 | 0 | 0
3909 | 0.31722 | 0.00728 | 0 |  | 0 |  | 0 | 0 | 0 | 0 | 0 | 0
3910 | 0.31714 | 0.00714 | 0 |  | 0 |  | 0 | 0 | 0 | 0 | 0 | 0
3911 | 0.31705 | 0.00704 | 0 |  | 0 |  | 0 | 0 | 0 | 0 | 0 | 0
3912 | 0.31697 | 0.007 | 0 |  | 0 |  | 0 | 0 | 0 | 0 | 0 | 0
3913 | 0.31689 | 0.00698 | 0 |  | 0 |  | 0 | 0 | 0 | 0 | 0 | 0
3914 | 0.31681 | 0.00698 | 0 |  | 0 |  | 0 | 0 | 0 | 0 | 0 | 0
3915 | 0.31673 | 0.00699 | 0 |  | 0 |  | 0 | 0 | 0 | 0 | 0 | 0
3916 | 0.31665 | 0.00699 | 0 |  | 0 |  | 0 | 0 | 0 | 0 | 0 | 0
3917 | 0.31657 | 0.00699 | 0 |  | 0 |  | 0 | 0 | 0 | 0 | 0 | 0
3918 | 0.31649 | 0.00698 | 0 |  | 0 |  | 0 | 0 | 0 | 0 | 0 | 0
3919 | 0.31641 | 0.00697 | 0 |  | 0 |  | 0 | 0 | 0 | 0 | 0 | 0
3920 | 0.31633 | 0.00695 | 0 |  | 0 |  | 0 | 0 | 0 | 0 | 0 | 0
3921 | 0.31625 | 0.00692 | 0 |  | 0 |  | 0 | 0 | 0 | 0 | 0 | 0
3922 | 0.31617 | 0.00689 | 0 |  | 0 |  | 0 | 0 | 0 | 0 | 0 | 0
3923 | 0.31608 | 0.00687 | 0 |  | 0 |  | 0 | 0 | 0 | 0 | 0 | 0
3924 | 0.316 | 0.00686 | 0 |  | 0 |  | 0 | 0 | 0 | 0 | 0 | 0
3925 | 0.31592 | 0.00685 | 0 |  | 0 |  | 0 | 0 | 0 | 0 | 0 | 0
3926 | 0.31584 | 0.00687 | 0 |  | 0 |  | 0 | 0 | 0 | 0 | 0 | 0
3927 | 0.31576 | 0.00689 | 0 |  | 0 |  | 0 | 0 | 0 | 0 | 0 | 0
3928 | 0.31568 | 0.00694 | 0 |  | 0 |  | 0 | 0 | 0 | 0 | 0 | 0
3929 | 0.3156 | 0.00699 | 0 |  | 0 |  | 0 | 0 | 0 | 0 | 0 | 0
3930 | 0.31552 | 0.00705 | 0 |  | 0 |  | 0 | 0 | 0 | 0 | 0 | 0
3931 | 0.31544 | 0.00712 | 0 |  | 0 |  | 0 | 0 | 0 | 0 | 0 | 0
3932 | 0.31536 | 0.00719 | 0 |  | 0 |  | 0 | 0 | 0 | 0 | 0 | 0
3933 | 0.31528 | 0.00725 | 0 |  | 0 |  | 0 | 0 | 0 | 0 | 0 | 0
3934 | 0.3152 | 0.00731 | 0 |  | 0 |  | 0 | 0 | 0 | 0 | 0 | 0
3935 | 0.31512 | 0.00735 | 0 |  | 0 |  | 0 | 0 | 0 | 0 | 0 | 0
3936 | 0.31504 | 0.00738 | 0 |  | 0 |  | 0 | 0 | 0 | 0 | 0 | 0
3937 | 0.31496 | 0.00739 | 0 |  | 0 |  | 0 | 0 | 0 | 0 | 0 | 0
3938 | 0.31488 | 0.00739 | 0 |  | 0 |  | 0 | 0 | 0 | 0 | 0 | 0
3939 | 0.3148 | 0.00739 | 0 |  | 0 |  | 0 | 0 | 0 | 0 | 0 | 0
3940 | 0.31472 | 0.0074 | 0 |  | 0 |  | 0 | 0 | 0 | 0 | 0 | 0
3941 | 0.31464 | 0.00742 | 0 |  | 0 |  | 0 | 0 | 0 | 0 | 0 | 0
3942 | 0.31456 | 0.00745 | 0 |  | 0 |  | 0 | 0 | 0 | 0 | 0 | 0
3943 | 0.31448 | 0.00748 | 0 |  | 0 |  | 0 | 0 | 0 | 0 | 0 | 0
3944 | 0.3144 | 0.00751 | 0 |  | 0 |  | 0 | 0 | 0 | 0 | 0 | 0
3945 | 0.31432 | 0.00754 | 0 |  | 0 |  | 0 | 0 | 0 | 0 | 0 | 0
3946 | 0.31424 | 0.00756 | 0 |  | 0 |  | 0 | 0 | 0 | 0 | 0 | 0
3947 | 0.31416 | 0.00758 | 0 |  | 0 |  | 0 | 0 | 0 | 0 | 0 | 0
3948 | 0.31408 | 0.0076 | 0 |  | 0 |  | 0 | 0 | 0 | 0 | 0 | 0
3949 | 0.314 | 0.00761 | 0 |  | 0 |  | 0 | 0 | 0 | 0 | 0 | 0
3950 | 0.31392 | 0.00763 | 0 |  | 0 |  | 0 | 0 | 0 | 0 | 0 | 0
3951 | 0.31384 | 0.00765 | 0 |  | 0 |  | 0 | 0 | 0 | 0 | 0 | 0
3952 | 0.31377 | 0.00767 | 0 |  | 0 |  | 0 | 0 | 0 | 0 | 0 | 0
3953 | 0.31369 | 0.00769 | 0 |  | 0 |  | 0 | 0 | 0 | 0 | 0 | 0
3954 | 0.31361 | 0.00771 | 0 |  | 0 |  | 0 | 0 | 0 | 0 | 0 | 0
3955 | 0.31353 | 0.00772 | 0 |  | 0 |  | 0 | 0 | 0 | 0 | 0 | 0
3956 | 0.31345 | 0.00773 | 0 |  | 0 |  | 0 | 0 | 0 | 0 | 0 | 0
3957 | 0.31337 | 0.00773 | 0 |  | 0 |  | 0 | 0 | 0 | 0 | 0 | 0
3958 | 0.31329 | 0.00774 | 0 |  | 0 |  | 0 | 0 | 0 | 0 | 0 | 0
3959 | 0.31321 | 0.00774 | 0 |  | 0 |  | 0 | 0 | 0 | 0 | 0 | 0
3960 | 0.31313 | 0.00775 | 0 |  | 0 |  | 0 | 0 | 0 | 0 | 0 | 0
3961 | 0.31305 | 0.00776 | 0 |  | 0 |  | 0 | 0 | 0 | 0 | 0 | 0
3962 | 0.31297 | 0.00778 | 0 |  | 0 |  | 0 | 0 | 0 | 0 | 0 | 0
3963 | 0.31289 | 0.00779 | 0 |  | 0 |  | 0 | 0 | 0 | 0 | 0 | 0
3964 | 0.31282 | 0.0078 | 0 |  | 0 |  | 0 | 0 | 0 | 0 | 0 | 0
3965 | 0.31274 | 0.00781 | 0 |  | 0 |  | 0 | 0 | 0 | 0 | 0 | 0
3966 | 0.31266 | 0.0078 | 0 |  | 0 |  | 0 | 0 | 0 | 0 | 0 | 0
3967 | 0.31258 | 0.00778 | 0 |  | 0 |  | 0 | 0 | 0 | 0 | 0 | 0
3968 | 0.3125 | 0.00775 | 0 |  | 0 |  | 0 | 0 | 0 | 0 | 0 | 0
3969 | 0.31242 | 0.00772 | 0 |  | 0 |  | 0 | 0 | 0 | 0 | 0 | 0
3970 | 0.31234 | 0.00768 | 0 |  | 0 |  | 0 | 0 | 0 | 0 | 0 | 0
3971 | 0.31226 | 0.00765 | 0 |  | 0 |  | 0 | 0 | 0 | 0 | 0 | 0
3972 | 0.31219 | 0.00761 | 0 |  | 0 |  | 0 | 0 | 0 | 0 | 0 | 0
3973 | 0.31211 | 0.00758 | 0 |  | 0 |  | 0 | 0 | 0 | 0 | 0 | 0
3974 | 0.31203 | 0.00754 | 0 |  | 0 |  | 0 | 0 | 0 | 0 | 0 | 0
3975 | 0.31195 | 0.00751 | 0 |  | 0 |  | 0 | 0 | 0 | 0 | 0 | 0
3976 | 0.31187 | 0.00748 | 0 |  | 0 |  | 0 | 0 | 0 | 0 | 0 | 0
3977 | 0.31179 | 0.00744 | 0 |  | 0 |  | 0 | 0 | 0 | 0 | 0 | 0
3978 | 0.31171 | 0.00742 | 0 |  | 0 |  | 0 | 0 | 0 | 0 | 0 | 0
3979 | 0.31164 | 0.0074 | 0 |  | 0 |  | 0 | 0 | 0 | 0 | 0 | 0
3980 | 0.31156 | 0.00739 | 0 |  | 0 |  | 0 | 0 | 0 | 0 | 0 | 0
3981 | 0.31148 | 0.00739 | 0 |  | 0 |  | 0 | 0 | 0 | 0 | 0 | 0
3982 | 0.3114 | 0.0074 | 0 |  | 0 |  | 0 | 0 | 0 | 0 | 0 | 0
3983 | 0.31132 | 0.00741 | 0 |  | 0 |  | 0 | 0 | 0 | 0 | 0 | 0
3984 | 0.31124 | 0.00742 | 0 |  | 0 |  | 0 | 0 | 0 | 0 | 0 | 0
3985 | 0.31117 | 0.00743 | 0 |  | 0 |  | 0 | 0 | 0 | 0 | 0 | 0
3986 | 0.31109 | 0.00743 | 0 |  | 0 |  | 0 | 0 | 0 | 0 | 0 | 0
3987 | 0.31101 | 0.00743 | 0 |  | 0 |  | 0 | 0 | 0 | 0 | 0 | 0
3988 | 0.31093 | 0.00742 | 0 |  | 0 |  | 0 | 0 | 0 | 0 | 0 | 0
3989 | 0.31085 | 0.0074 | 0 |  | 0 |  | 0 | 0 | 0 | 0 | 0 | 0
3990 | 0.31078 | 0.00737 | 0 |  | 0 |  | 0 | 0 | 0 | 0 | 0 | 0
3991 | 0.3107 | 0.00734 | 0 |  | 0 |  | 0 | 0 | 0 | 0 | 0 | 0
3992 | 0.31062 | 0.00731 | 0 |  | 0 |  | 0 | 0 | 0 | 0 | 0 | 0
3993 | 0.31054 | 0.00727 | 0 |  | 0 |  | 0 | 0 | 0 | 0 | 0 | 0
3994 | 0.31047 | 0.00724 | 0 |  | 0 |  | 0 | 0 | 0 | 0 | 0 | 0
3995 | 0.31039 | 0.00721 | 0 |  | 0 |  | 0 | 0 | 0 | 0 | 0 | 0
3996 | 0.31031 | 0.00718 | 0 |  | 0 |  | 0 | 0 | 0 | 0 | 0 | 0
3997 | 0.31023 | 0.00716 | 0 |  | 0 |  | 0 | 0 | 0 | 0 | 0 | 0
3998 | 0.31016 | 0.00714 | 0 |  | 0 |  | 0 | 0 | 0 | 0 | 0 | 0
3999 | 0.31008 | 0.00712 | 0 |  | 0 |  | 0 | 0 | 0 | 0 | 0 | 0
4000 | 0.31 | 0.0071 | 0 |  | 0 |  | 0 | 0 | 0 | 0 | 0 | 0
[8 empty] | 107.4894 | 100.5127 |  | 102.5976 | 109.0971

## Instructions for use
1 | All data to be inserted needs to interpolated so that the wavenelgth step size is 1nm
2 | Paste Spectral response External Quantum Efficiency (EQE %) (or Incident Photon-to-electron Conversion Efficiency (IPCE%)) of the test cell into Column H at appropriate wavenegth position (make sure that all other cells are cleared in this column)
3 | Paste Spectral response EQE % or IPCE% of the calibrated reference cell into Column F at appropriate wavenegth position (make sure that all other cells are cleared in this column)
4 | Paste the measured solar simulator power spectrum into column E
5 | The corresponding short-circuit current expected under AM1.5 100mW/cm2 for the test cell and the calibration diode, along with the mismatch factor are displayed in column R